## Risk Register
Asset Risk Register (synthetic demo data, invented by make_synthetic.py)
Asset ID | Asset Description | Location / Function | Service Provider | GL Account | Asset Age (years) | Expected lifetime | % expected lifetime | Criticality Score (1-5) | Breakdowns - Last 12 Months (count) | Obsolescence | Obsolescence Score (1-5) | Replacement Timeframe (years) | Estimated Replacement Budget (£) | Age Score (1-5) | Breakdown Score (1-5) | Overall Risk Score | Risk Rating
AR367249 | Analytical balance OK-250 | Process lab, L1 | Halcyon Field | CC3160 - Process Development | 3.8 | 12 | 0.3167 | 2 | 0 | Supported | 1 | 8.2 | 2460 | 1 | 1 | 1.3 | Low
AR882408 | Analytical balance NE-940 | Microbiology lab, L1 | Larkspur Instruments | CC3204 - Microbiology | 3.6 | 12 | 0.3 | 2 | 0 | End of support announced | 4 | 8.4 | 4180 | 1 | 1 | 1.9 | Low
AR376776 | Gas chromatograph SB-500 | Analytical lab, L3 | Quillon Service | CC3105 - Analytical Chemistry | 5 | 12 | 0.4167 | 3 | 1 | Supported | 1 | 7 | 69040 | 1 | 2 | 1.85 | Low
AR916193 | Benchtop centrifuge SB-180 | Bioassay lab, L2 | In-house | CC3120 - Bioassay Services | 4.3 | 12 | 0.3583 | 3 | 0 | End of sale | 2 | 7.7 | 9690 | 1 | 1 | 1.8 | Low
AR376958 | Laboratory refrigerator LM-680 | Discovery lab, L0 | Tamsin & Vale | CC3217 - Discovery Biology | 4.8 | 12 | 0.4 | 1 | 0 | Supported | 1 | 7.2 | 2530 | 1 | 1 | 1 | Low
AR594930 | UV-Vis spectrophotometer LM-400 | Bioassay lab, L2 | Tamsin & Vale | CC3120 - Bioassay Services | 7.8 | 12 | 0.65 | 4 | 1 | Supported | 1 | 4.2 | 9410 | 2 | 2 | 2.4 | Low
AR627655 | Laboratory refrigerator OK-940 | Pilot lab, L0 | Larkspur Instruments | CC3233 - Pilot Plant | 1.9 | 12 | 0.1583 | 2 | 0 | End of support announced | 4 | 10.1 | 2670 | 1 | 1 | 1.9 | Low
AR717049 | Dissolution tester QV-420 | Stability lab, L2 | Tamsin & Vale | CC3188 - Stability Testing | 4 | 12 | 0.3333 | 3 | 1 | Supported | 1 | 8 | 30380 | 1 | 2 | 1.85 | Low
AR213208 | HPLC system OK-550 | QC lab, L0 | Tamsin & Vale | CC3251 - QC Release | 17.3 | 10 | 1.73 | 4 | 1 | End of sale | 2 | -7.3 | 59740 | 5 | 2 | 3.35 | Medium
AR957098 | UHPLC system HX-520 | Analytical lab, L2 | Brightmoor Labs | CC3105 - Analytical Chemistry | 5.7 | 10 | 0.57 | 4 | 0 | Supported | 1 | 4.3 | 73040 | 2 | 1 | 2.15 | Low
AR345652 | PH meter QV-400 | Formulation lab, L2 | Larkspur Instruments | CC3142 - Formulation Science | 2 | 8 | 0.25 | 3 | 0 | End of sale | 2 | 6 | 1240 | 1 | 1 | 1.8 | Low
AR158962 | Microplate reader LM-650 | Discovery lab, L0 | Quillon Service | CC3217 - Discovery Biology | 12.6 | 9 | 1.4 | 1 | 0 | Limited parts availability | 3 | -3.6 | 54990 | 5 | 1 | 2.4 | Low
AR999895 | FTIR spectrometer VR-620 | Formulation lab, L1 | Orrin Calibration | CC3142 - Formulation Science | 8 | 12 | 0.6667 | 3 | 0 | No longer supported | 5 | 4 | 19560 | 2 | 1 | 2.65 | Medium
AR798462 | CO2 incubator LM-110 | Discovery lab, L2 | Quillon Service | CC3217 - Discovery Biology | 18.1 | 12 | 1.5083 | 2 | 0 | Supported | 1 | -6.1 | 19630 | 5 | 1 | 2.3 | Low
AR838165 | Analytical balance OK-280 | Site lab, L3 | Larkspur Instruments | CC3290 - Site Services | 8.3 | 12 | 0.6917 | 4 | 0 | Supported | 1 | 3.7 | 5020 | 2 | 1 | 2.15 | Low
AR858349 | Benchtop centrifuge SB-320 | Process lab, L1 | OEM contract | CC3160 - Process Development | 5.1 | 12 | 0.425 | 3 | 0 | Supported | 1 | 6.9 | 9890 | 1 | 1 | 1.6 | Low
AR891750 | Karl Fischer titrator ZK-220 | Pilot lab, L0 | In-house | CC3233 - Pilot Plant | 5 | 10 | 0.5 | 2 | 0 | Supported | 1 | 5 | 9770 | 2 | 1 | 1.55 | Low
AR438445 | LC-MS system SB-700 | Analytical lab, L0 | In-house | CC3105 - Analytical Chemistry | 1.8 | 9 | 0.2 | 2 | 0 | Limited parts availability | 3 | 7.2 | 205570 | 1 | 1 | 1.7 | Low
AR629484 | HPLC system NE-900 | Analytical lab, L0 | OEM contract | CC3105 - Analytical Chemistry | 17.4 | 10 | 1.74 | 2 | 1 | End of sale | 2 | -7.4 | 29480 | 5 | 2 | 2.75 | Medium
AR968256 | Analytical balance LM-200 | Metabolism lab, L0 | OEM contract | CC3276 - Metabolism and Residues | 1.8 | 12 | 0.15 | 2 | 0 | Supported | 1 | 10.2 | 5120 | 1 | 1 | 1.3 | Low
AR325921 | Rotary evaporator LM-710 | Microbiology lab, L1 | In-house | CC3204 - Microbiology | 1.7 | 10 | 0.17 | 2 | 0 | Supported | 1 | 8.3 | 11050 | 1 | 1 | 1.3 | Low
AR390916 | CO2 incubator QV-210 | Microbiology lab, L1 | Quillon Service | CC3204 - Microbiology | 9.1 | 12 | 0.7583 | 2 | 0 | Supported | 1 | 2.9 | 8980 | 3 | 1 | 1.8 | Low
AR715087 | Real-time PCR system HX-650 | Microbiology lab, L2 | OEM contract | CC3204 - Microbiology | 4.4 | 8 | 0.55 | 3 | 0 | End of sale | 2 | 3.6 | 47460 | 2 | 1 | 2.05 | Low
AR549962 | LC-MS system LM-980 | Analytical lab, L2 | Quillon Service | CC3105 - Analytical Chemistry | 4.2 | 9 | 0.4667 | 3 | 0 | Supported | 1 | 4.8 | 239180 | 1 | 1 | 1.6 | Low
AR145564 | Karl Fischer titrator VR-240 | Formulation lab, L3 | Brightmoor Labs | CC3142 - Formulation Science | 2.8 | 10 | 0.28 | 3 | 0 | End of support announced | 4 | 7.2 | 18270 | 1 | 1 | 2.2 | Low
AR819989 | Analytical balance SB-440 | Analytical lab, L0 | In-house | CC3105 - Analytical Chemistry | 18.4 | 12 | 1.5333 | 3 | 1 | Supported | 1 | -6.4 | 4560 | 5 | 2 | 2.85 | Medium
AR462730 | Analytical balance HX-920 | Metabolism lab, L3 | In-house | CC3276 - Metabolism and Residues | 0.8 | 12 | 0.0667 | 2 | 1 | Supported | 1 | 11.2 | 4730 | 1 | 2 | 1.55 | Low
AR399521 | Analytical balance OK-380 | Formulation lab, L2 | Larkspur Instruments | CC3142 - Formulation Science | 1 | 12 | 0.0833 | 3 | 1 | End of support announced | 4 | 11 | 3420 | 1 | 2 | 2.45 | Low
AR757171 | Dissolution tester SB-480 | Stability lab, L1 | Quillon Service | CC3188 - Stability Testing | 0.6 | 12 | 0.05 | 1 | 0 | Supported | 1 | 11.4 | 27000 | 1 | 1 | 1 | Low
AR950359 | Gas chromatograph VR-310 | Analytical lab, L0 | In-house | CC3105 - Analytical Chemistry | 17.1 | 12 | 1.425 | 3 | 0 | Supported | 1 | -5.1 | 37210 | 5 | 1 | 2.6 | Medium
AR933811 | Biological safety cabinet HX-150 | Formulation lab, L2 | OEM contract | CC3142 - Formulation Science | 2.5 | 15 | 0.1667 | 1 | 0 | Supported | 1 | 12.5 | 33940 | 1 | 1 | 1 | Low
AR509429 | Gas chromatograph PD-200 | Analytical lab, L2 | Larkspur Instruments | CC3105 - Analytical Chemistry | 7.2 | 12 | 0.6 | 1 | 0 | Supported | 1 | 4.8 | 26440 | 2 | 1 | 1.25 | Low
AR466785 | Dissolution tester TR-120 | Formulation lab, L3 | OEM contract | CC3142 - Formulation Science | 15.9 | 12 | 1.325 | 3 | 1 | Supported | 1 | -3.9 | 41300 | 5 | 2 | 2.85 | Medium
AR472520 | HPLC system HX-880 | Analytical lab, L1 | Larkspur Instruments | CC3105 - Analytical Chemistry | 5.2 | 10 | 0.52 | 4 | 0 | Limited parts availability | 3 | 4.8 | 47700 | 2 | 1 | 2.55 | Medium
AR137859 | FTIR spectrometer LM-150 | Formulation lab, L1 | Larkspur Instruments | CC3142 - Formulation Science | 2.9 | 12 | 0.2417 | 4 | 0 | Supported | 1 | 9.1 | 25230 | 1 | 1 | 1.9 | Low
AR254464 | Benchtop centrifuge HX-920 | Stability lab, L2 | Larkspur Instruments | CC3188 - Stability Testing | 11.6 | 12 | 0.9667 | 3 | 0 | Supported | 1 | 0.4 | 7100 | 3 | 1 | 2.1 | Low
AR404381 | Karl Fischer titrator TR-140 | QC lab, L0 | In-house | CC3251 - QC Release | 6.6 | 10 | 0.66 | 4 | 1 | Supported | 1 | 3.4 | 9500 | 2 | 2 | 2.4 | Low
AR602043 | Ultra-low temperature freezer HX-940 | Bioassay lab, L3 | Brightmoor Labs | CC3120 - Bioassay Services | 13.9 | 10 | 1.39 | 3 | 0 | End of sale | 2 | -3.9 | 10840 | 5 | 1 | 2.8 | Medium
AR594594 | UHPLC system TR-250 | Analytical lab, L0 | Orrin Calibration | CC3105 - Analytical Chemistry | 9.4 | 10 | 0.94 | 1 | 1 | Supported | 1 | 0.6 | 26190 | 3 | 2 | 1.75 | Low
AR237320 | GC-MS system PD-840 | Microbiology lab, L3 | OEM contract | CC3204 - Microbiology | 12.1 | 10 | 1.21 | 2 | 1 | End of sale | 2 | -2.1 | 129260 | 4 | 2 | 2.5 | Medium
AR466078 | Karl Fischer titrator TR-340 | Analytical lab, L1 | In-house | CC3105 - Analytical Chemistry | 4.4 | 10 | 0.44 | 3 | 0 | Supported | 1 | 5.6 | 22770 | 1 | 1 | 1.6 | Low
AR164611 | Liquid handling workstation TR-420 | Stability lab, L3 | Orrin Calibration | CC3188 - Stability Testing | 12.8 | 10 | 1.28 | 5 | 0 | End of sale | 2 | -2.8 | 80240 | 5 | 1 | 3.4 | Medium
AR973025 | Steam autoclave LM-350 | Microbiology lab, L3 | Halcyon Field | CC3204 - Microbiology | 6.9 | 15 | 0.46 | 2 | 1 |  |  | 8.1 | 30180 | 1 | 2
AR675638 | Ultra-low temperature freezer TR-980 | Site lab, L1 | Orrin Calibration | CC3290 - Site Services | 2.4 | 10 | 0.24 | 2 | 0 | Limited parts availability | 3 | 7.6 | 14540 | 1 | 1 | 1.7 | Low
AR172687 | Analytical balance LM-950 | Site lab, L3 | OEM contract | CC3290 - Site Services | 12.6 | 12 | 1.05 | 3 | 1 | Supported | 1 | -0.6 | 3340 | 4 | 2 | 2.6 | Medium
AR981580 | HPLC system LM-650 | Metabolism lab, L0 | OEM contract | CC3276 - Metabolism and Residues | 7.2 | 10 | 0.72 | 2 | 1 | Supported | 1 | 2.8 | 46910 | 2 | 2 | 1.8 | Low
AR224909 | UV-Vis spectrophotometer SB-920 | Bioassay lab, L1 | In-house | CC3120 - Bioassay Services | 5.7 | 12 | 0.475 | 2 | 0 | Supported | 1 | 6.3 | 19360 | 1 | 1 | 1.3 | Low
AR341784 | Liquid handling workstation NE-940 | Bioassay lab, L0 | OEM contract | CC3120 - Bioassay Services | 0.9 | 10 | 0.09 | 1 | 0 | Supported | 1 | 9.1 | 69460 | 1 | 1 | 1 | Low
AR909250 | Gas chromatograph HX-920 | Metabolism lab, L2 | In-house | CC3276 - Metabolism and Residues | 12.2 | 12 | 1.0167 | 2 | 0 | Supported | 1 | -0.2 | 36740 | 4 | 1 | 2.05 | Low
AR393745 | Jacketed reactor system VR-240 | Process lab, L1 | Orrin Calibration | CC3160 - Process Development | 9.5 | 15 | 0.6333 | 2 | 0 | Supported | 1 | 5.5 | 195780 | 2 | 1 | 1.55 | Low
AR590607 | Rotary evaporator NE-900 | Pilot lab, L0 | Quillon Service | CC3233 - Pilot Plant | 10.2 | 10 | 1.02 | 2 | 0 | Supported | 1 | -0.2 | 10970 | 4 | 1 | 2.05 | Low
AR522430 | Water purification system OK-610 | Analytical lab, L3 | Larkspur Instruments | CC3105 - Analytical Chemistry | 8.9 | 10 | 0.89 | 4 | 0 | End of sale | 2 | 1.1 | 23400 | 3 | 1 | 2.6 | Medium
AR393360 | Inverted microscope VR-800 | Microbiology lab, L2 | OEM contract | CC3204 - Microbiology | 18.5 | 15 | 1.2333 | 2 | 1 | Limited parts availability | 3 | -3.5 | 13370 | 4 | 2 | 2.7 | Medium
AR826132 | Microbalance QV-640 | Site lab, L2 | OEM contract | CC3290 - Site Services | 8.8 | 12 | 0.7333 | 1 | 1 |  |  | 3.2 | 9780 | 2 | 2
AR663988 | Rotary evaporator SB-520 | Bioassay lab, L3 | In-house | CC3120 - Bioassay Services | 6 | 10 | 0.6 | 3 | 0 | End of sale | 2 | 4 | 11880 | 2 | 1 | 2.05 | Low
AR539181 | Analytical balance PD-580 | Microbiology lab, L2 | Quillon Service | CC3204 - Microbiology | 6.1 | 12 | 0.5083 | 4 | 0 | Supported | 1 | 5.9 | 7870 | 2 | 1 | 2.15 | Low
AR143637 | Tablet hardness tester ZK-340 | Site lab, L2 | In-house | CC3290 - Site Services | 1 | 12 | 0.0833 | 2 | 0 | Limited parts availability | 3 | 11 | 22190 | 1 | 1 | 1.7 | Low
AR663444 | Gas chromatograph LM-420 | Metabolism lab, L2 | Brightmoor Labs | CC3276 - Metabolism and Residues | 5 | 12 | 0.4167 | 2 | 0 | Supported | 1 | 7 | 62480 | 1 | 1 | 1.3 | Low
AR179450 | Analytical balance SB-940 | Metabolism lab, L0 | Larkspur Instruments | CC3276 - Metabolism and Residues | 4 | 12 | 0.3333 | 3 | 0 | Supported | 1 | 8 | 3800 | 1 | 1 | 1.6 | Low
AR507368 | HPLC system SB-340 | Formulation lab, L1 | In-house | CC3142 - Formulation Science | 13.4 | 10 | 1.34 | 1 | 3 | Supported | 1 | -3.4 | 35770 | 5 | 4 | 2.75 | Medium
AR890779 | Ultra-low temperature freezer VR-520 | Discovery lab, L3 | Halcyon Field | CC3217 - Discovery Biology | 12.2 | 10 | 1.22 | 1 | 0 | Supported | 1 | -2.2 | 16860 | 4 | 1 | 1.75 | Low
AR951391 | UV-Vis spectrophotometer TR-620 | Analytical lab, L3 | Brightmoor Labs | CC3105 - Analytical Chemistry | 11 | 12 | 0.9167 | 2 | 0 | Limited parts availability | 3 | 1 | 22390 | 3 | 1 | 2.2 | Low
AR718136 | Water purification system QV-920 | Stability lab, L1 | Halcyon Field | CC3188 - Stability Testing | 3.8 | 10 | 0.38 | 2 | 0 | End of sale | 2 | 6.2 | 21300 | 1 | 1 | 1.5 | Low
AR449569 | Biological safety cabinet SB-880 | Microbiology lab, L3 | Larkspur Instruments | CC3204 - Microbiology | 1.4 | 15 | 0.0933 | 2 | 0 | Supported | 1 | 13.6 | 9950 | 1 | 1 | 1.3 | Low
AR664082 | PH meter LM-940 | Process lab, L2 | OEM contract | CC3160 - Process Development | 2.6 | 8 | 0.325 | 2 | 0 | End of sale | 2 | 5.4 | 1280 | 1 | 1 | 1.5 | Low
AR715936 | UV-Vis spectrophotometer NE-140 | Bioassay lab, L3 | Quillon Service | CC3120 - Bioassay Services | 4.3 | 12 | 0.3583 | 2 | 0 | Supported | 1 | 7.7 | 13970 | 1 | 1 | 1.3 | Low
AR291487 | PH meter OK-120 | Site lab, L0 | OEM contract | CC3290 - Site Services | 4.7 | 8 | 0.5875 | 3 | 0 | Supported | 1 | 3.3 | 2510 | 2 | 1 | 1.85 | Low
AR982466 | Benchtop centrifuge SB-520 | Discovery lab, L3 | Brightmoor Labs | CC3217 - Discovery Biology | 7.4 | 12 | 0.6167 | 3 | 1 | End of sale | 2 | 4.6 | 6960 | 2 | 2 | 2.3 | Low
AR778714 | UHPLC system VR-650 | Analytical lab, L1 | Brightmoor Labs | CC3105 - Analytical Chemistry | 2.3 | 10 | 0.23 | 2 | 1 | End of sale | 2 | 7.7 | 48070 | 1 | 2 | 1.75 | Low
AR574040 | UV-Vis spectrophotometer OK-250 | QC lab, L2 | Brightmoor Labs | CC3251 - QC Release | 8.7 | 12 | 0.725 | 1 | 0 | End of support announced | 4 | 3.3 | 33900 | 2 | 1 | 1.85 | Low
AR169546 | Microplate reader QV-210 | Discovery lab, L0 | In-house | CC3217 - Discovery Biology | 6.1 | 9 | 0.6778 | 3 | 0 | Supported | 1 | 2.9 | 62100 | 2 | 1 | 1.85 | Low
AR691571 | Laboratory refrigerator NE-220 | Pilot lab, L0 | In-house | CC3233 - Pilot Plant | 2.4 | 12 | 0.2 | 3 | 0 | No longer supported | 5 | 9.6 | 4250 | 1 | 1 | 2.4 | Low
AR634871 | LC-MS system NE-310 | Metabolism lab, L1 | Brightmoor Labs | CC3276 - Metabolism and Residues | 9.5 | 9 | 1.0556 | 2 | 1 | Supported | 1 | -0.5 | 200930 | 4 | 2 | 2.3 | Low
AR977563 | PH meter LM-650 | Metabolism lab, L3 | Larkspur Instruments | CC3276 - Metabolism and Residues | 1.5 | 8 | 0.1875 | 2 | 0 | Supported | 1 | 6.5 | 1430 | 1 | 1 | 1.3 | Low
AR870157 | PH meter QV-800 | Stability lab, L1 | Larkspur Instruments | CC3188 - Stability Testing | 5.3 | 8 | 0.6625 | 3 | 0 | Supported | 1 | 2.7 | 1030 | 2 | 1 | 1.85 | Low
AR232565 | Liquid handling workstation SB-950 | Discovery lab, L0 | In-house | CC3217 - Discovery Biology | 5.3 | 10 | 0.53 | 1 | 0 | Supported | 1 | 4.7 | 101060 | 2 | 1 | 1.25 | Low
AR601611 | PH meter HX-110 | Microbiology lab, L1 | OEM contract | CC3204 - Microbiology | 2.2 | 8 | 0.275 | 4 | 0 | Supported | 1 | 5.8 | 1510 | 1 | 1 | 1.9 | Low
AR939775 | Jacketed reactor system SB-600 | Analytical lab, L0 | Larkspur Instruments | CC3105 - Analytical Chemistry | 19.3 | 15 | 1.2867 | 1 | 2 | End of sale | 2 | -4.3 | 171720 | 5 | 3 | 2.7 | Medium
AR215206 | Rotary evaporator VR-140 | Pilot lab, L0 | Orrin Calibration | CC3233 - Pilot Plant | 8.6 | 10 | 0.86 | 2 | 0 | End of support announced | 4 | 1.4 | 8570 | 3 | 1 | 2.4 | Low
AR862974 | UHPLC system VR-110 | QC lab, L1 | In-house | CC3251 - QC Release | 2.5 | 10 | 0.25 | 2 | 0 | End of support announced | 4 | 7.5 | 69880 | 1 | 1 | 1.9 | Low
AR897585 | CO2 incubator VR-780 | Microbiology lab, L1 | In-house | CC3204 - Microbiology | 3.8 | 12 | 0.3167 | 3 | 0 | Limited parts availability | 3 | 8.2 | 8140 | 1 | 1 | 2 | Low
AR615432 | HPLC system LM-720 | QC lab, L1 | OEM contract | CC3251 - QC Release | 13.1 | 10 | 1.31 | 4 | 0 | Limited parts availability | 3 | -3.1 | 28130 | 5 | 1 | 3.3 | Medium
AR363338 | Gas chromatograph SB-120 | QC lab, L2 | Halcyon Field | CC3251 - QC Release | 7.9 | 12 | 0.6583 | 1 | 0 | Limited parts availability | 3 | 4.1 | 39850 | 2 | 1 | 1.65 | Low
AR223603 | Benchtop centrifuge OK-180 | Site lab, L3 | OEM contract | CC3290 - Site Services | 9 | 12 | 0.75 | 3 | 0 | Supported | 1 | 3 | 3970 | 3 | 1 | 2.1 | Low
AR477177 | Water purification system VR-840 | Microbiology lab, L3 | OEM contract | CC3204 - Microbiology | 12.2 | 10 | 1.22 | 3 | 1 | Supported | 1 | -2.2 | 9800 | 4 | 2 | 2.6 | Medium
AR671490 | Benchtop centrifuge LM-580 | Formulation lab, L0 | OEM contract | CC3142 - Formulation Science | 5.4 | 12 | 0.45 | 3 | 0 | Supported | 1 | 6.6 | 10960 | 1 | 1 | 1.6 | Low
AR841553 | HPLC system NE-250 | Analytical lab, L0 | Larkspur Instruments | CC3105 - Analytical Chemistry | 4.1 | 10 | 0.41 | 3 | 0 | Supported | 1 | 5.9 | 27070 | 1 | 1 | 1.6 | Low
AR575800 | Analytical balance TR-180 | Site lab, L2 | Brightmoor Labs | CC3290 - Site Services | 5.7 | 12 | 0.475 | 1 | 0 | End of sale | 2 | 6.3 | 4370 | 1 | 1 | 1.2 | Low
AR695615 | Analytical balance HX-910 | Bioassay lab, L2 | Orrin Calibration | CC3120 - Bioassay Services | 16.9 | 12 | 1.4083 | 4 | 1 | End of sale | 2 | -4.9 | 4680 | 5 | 2 | 3.35 | Medium
AR909504 | Benchtop centrifuge QV-180 | Site lab, L0 | Brightmoor Labs | CC3290 - Site Services | 12.9 | 12 | 1.075 | 3 | 1 | End of sale | 2 | -0.9 | 5230 | 4 | 2 | 2.8 | Medium
AR655091 | Gas chromatograph VR-700 | Analytical lab, L0 | In-house | CC3105 - Analytical Chemistry | 1.9 | 12 | 0.1583 | 3 | 0 | Supported | 1 | 10.1 | 56810 | 1 | 1 | 1.6 | Low
AR924763 | HPLC system QV-240 | Formulation lab, L3 | Brightmoor Labs | CC3142 - Formulation Science | 9.3 | 10 | 0.93 | 2 | 0 | Supported | 1 | 0.7 | 25190 | 3 | 1 | 1.8 | Low
AR236647 | Biological safety cabinet QV-710 | Discovery lab, L1 | Quillon Service | CC3217 - Discovery Biology | 3 | 15 | 0.2 | 3 | 0 | Supported | 1 | 12 | 9310 | 1 | 1 | 1.6 | Low
AR169048 | UV-Vis spectrophotometer QV-110 | Analytical lab, L0 | OEM contract | CC3105 - Analytical Chemistry | 7.6 | 12 | 0.6333 | 4 | 0 | Supported | 1 | 4.4 | 14670 | 2 | 1 | 2.15 | Low
AR373276 | Karl Fischer titrator LM-200 | QC lab, L1 | Brightmoor Labs | CC3251 - QC Release | 3.6 | 10 | 0.36 | 2 | 0 | Supported | 1 | 6.4 | 11470 | 1 | 1 | 1.3 | Low
AR145905 | CO2 incubator PD-450 | Bioassay lab, L1 | In-house | CC3120 - Bioassay Services | 4.4 | 12 | 0.3667 | 1 | 0 | Supported | 1 | 7.6 | 6530 | 1 | 1 | 1 | Low
AR127366 | CO2 incubator NE-140 | Pilot lab, L2 | Larkspur Instruments | CC3233 - Pilot Plant | 6.5 | 12 | 0.5417 | 2 | 0 | Limited parts availability | 3 | 5.5 | 8980 | 2 | 1 | 1.95 | Low
AR966258 | Biological safety cabinet PD-300 | Microbiology lab, L0 | In-house | CC3204 - Microbiology | 2.2 | 15 | 0.1467 | 3 | 0 | Supported | 1 | 12.8 | 15210 | 1 | 1 | 1.6 | Low
AR921311 | Benchtop centrifuge HX-720 | Formulation lab, L1 | Larkspur Instruments | CC3142 - Formulation Science | 7.8 | 12 | 0.65 | 1 | 1 | Supported | 1 | 4.2 | 11400 | 2 | 2 | 1.5 | Low
AR389079 | HPLC system PD-900 | Formulation lab, L2 | Halcyon Field | CC3142 - Formulation Science | 6.7 | 10 | 0.67 | 2 | 0 | Supported | 1 | 3.3 | 34700 | 2 | 1 | 1.55 | Low
AR163079 | FTIR spectrometer QV-920 | Analytical lab, L0 | OEM contract | CC3105 - Analytical Chemistry | 4.3 | 12 | 0.3583 | 3 | 0 | Supported | 1 | 7.7 | 23810 | 1 | 1 | 1.6 | Low
AR457899 | HPLC system NE-200 | Stability lab, L0 | In-house | CC3188 - Stability Testing | 3.3 | 10 | 0.33 | 2 | 0 | End of sale | 2 | 6.7 | 68250 | 1 | 1 | 1.5 | Low
AR817067 | Analytical balance LM-450 | Bioassay lab, L0 | Tamsin & Vale | CC3120 - Bioassay Services | 2 | 12 | 0.1667 | 3 | 0 | Supported | 1 | 10 | 3420 | 1 | 1 | 1.6 | Low
AR439905 | Ultra-low temperature freezer LM-210 | Microbiology lab, L1 | Quillon Service | CC3204 - Microbiology | 5.5 | 10 | 0.55 | 4 | 0 | Supported | 1 | 4.5 | 8670 | 2 | 1 | 2.15 | Low
AR772101 | Benchtop centrifuge HX-580 | Stability lab, L0 | Orrin Calibration | CC3188 - Stability Testing | 14.3 | 12 | 1.1917 | 2 | 1 | End of sale | 2 | -2.3 | 5610 | 4 | 2 | 2.5 | Medium
AR345711 | PH meter OK-410 | Discovery lab, L1 | Halcyon Field | CC3217 - Discovery Biology | 4 | 8 | 0.5 | 2 | 0 | Limited parts availability | 3 | 4 | 880 | 2 | 1 | 1.95 | Low
AR882479 | Benchtop centrifuge VR-640 | Pilot lab, L3 | Larkspur Instruments | CC3233 - Pilot Plant | 8.9 | 12 | 0.7417 | 2 | 0 | End of support announced | 4 | 3.1 | 5440 | 2 | 1 | 2.15 | Low
AR686123 | CO2 incubator SB-820 | Microbiology lab, L0 | OEM contract | CC3204 - Microbiology | 7 | 12 | 0.5833 | 3 | 1 | Supported | 1 | 5 | 10810 | 2 | 2 | 2.1 | Low
AR508890 | UHPLC system HX-680 | QC lab, L0 | In-house | CC3251 - QC Release | 9.4 | 10 | 0.94 | 2 | 0 | Supported | 1 | 0.6 | 52340 | 3 | 1 | 1.8 | Low
AR830590 | Stability chamber HX-200 | Pilot lab, L0 | Larkspur Instruments | CC3233 - Pilot Plant | 13.7 | 15 | 0.9133 | 2 | 1 | Limited parts availability | 3 | 1.3 | 20260 | 3 | 2 | 2.45 | Low
AR699799 | Benchtop centrifuge ZK-680 | Process lab, L1 | OEM contract | CC3160 - Process Development | 3.1 | 12 | 0.2583 | 3 | 0 | End of sale | 2 | 8.9 | 7940 | 1 | 1 | 1.8 | Low
AR113201 | HPLC system QV-120 | QC lab, L2 | In-house | CC3251 - QC Release | 6.6 | 10 | 0.66 | 4 | 0 | No longer supported | 5 | 3.4 | 44120 | 2 | 1 | 2.95 | Medium
AR784826 | Water purification system LM-180 | Discovery lab, L2 | In-house | CC3217 - Discovery Biology | 6 | 10 | 0.6 | 2 | 0 | End of support announced | 4 | 4 | 10240 | 2 | 1 | 2.15 | Low
AR235506 | Microplate reader VR-250 | Discovery lab, L3 | In-house | CC3217 - Discovery Biology | 7.1 | 9 | 0.7889 | 3 | 0 | End of support announced | 4 | 1.9 | 63680 | 3 | 1 | 2.7 | Medium
AR279592 | Water purification system ZK-100 | Microbiology lab, L1 | Larkspur Instruments | CC3204 - Microbiology | 1.9 | 10 | 0.19 | 2 | 0 | Supported | 1 | 8.1 | 11710 | 1 | 1 | 1.3 | Low
AR931971 | UHPLC system HX-410 | Analytical lab, L1 | In-house | CC3105 - Analytical Chemistry | 2.9 | 10 | 0.29 | 3 | 0 | End of support announced | 4 | 7.1 | 24920 | 1 | 1 | 2.2 | Low
AR508090 | Rotary evaporator ZK-400 | Process lab, L2 | In-house | CC3160 - Process Development | 9.8 | 10 | 0.98 | 1 | 1 | Supported | 1 | 0.2 | 13610 | 3 | 2 | 1.75 | Low
AR708675 | GC-MS system NE-420 | Analytical lab, L1 | Brightmoor Labs | CC3105 - Analytical Chemistry | 12.1 | 10 | 1.21 | 1 | 1 | End of support announced | 4 | -2.1 | 179570 | 4 | 2 | 2.6 | Medium
AR175386 | Analytical balance LM-120 | Bioassay lab, L1 | Larkspur Instruments | CC3120 - Bioassay Services | 3.1 | 12 | 0.2583 | 3 | 0 | Supported | 1 | 8.9 | 7900 | 1 | 1 | 1.6 | Low
AR284487 | Laboratory refrigerator VR-780 | QC lab, L2 | In-house | CC3251 - QC Release | 5.8 | 12 | 0.4833 | 3 | 0 | Limited parts availability | 3 | 6.2 | 1070 | 1 | 1 | 2 | Low
AR631640 | Gas chromatograph SB-750 | Bioassay lab, L2 | Halcyon Field | CC3120 - Bioassay Services | 14.9 | 12 | 1.2417 | 2 | 0 | Limited parts availability | 3 | -2.9 | 39880 | 4 | 1 | 2.45 | Low
AR683536 | UHPLC system TR-250 | Metabolism lab, L0 | Quillon Service | CC3276 - Metabolism and Residues | 15.8 | 10 | 1.58 | 2 | 1 | Supported | 1 | -5.8 | 34760 | 5 | 2 | 2.55 | Medium
AR287490 | Analytical balance OK-110 | Pilot lab, L0 | Brightmoor Labs | CC3233 - Pilot Plant | 4.3 | 12 | 0.3583 | 3 | 0 | Supported | 1 | 7.7 | 7850 | 1 | 1 | 1.6 | Low
AR220169 | HPLC system SB-350 | QC lab, L3 | Quillon Service | CC3251 - QC Release | 2.5 | 10 | 0.25 | 2 | 0 | Supported | 1 | 7.5 | 35680 | 1 | 1 | 1.3 | Low
AR434205 | Stability chamber TR-710 | Stability lab, L0 | In-house | CC3188 - Stability Testing | 12.3 | 15 | 0.82 | 3 | 1 | End of sale | 2 | 2.7 | 49440 | 3 | 2 | 2.55 | Medium
AR536576 | Ultra-low temperature freezer QV-100 | Bioassay lab, L0 | In-house | CC3120 - Bioassay Services | 2.6 | 10 | 0.26 | 3 | 1 | Supported | 1 | 7.4 | 10880 | 1 | 2 | 1.85 | Low
AR370106 | Inverted microscope TR-580 | Microbiology lab, L1 | Brightmoor Labs | CC3204 - Microbiology | 5.3 | 15 | 0.3533 | 1 | 0 |  |  | 9.7 | 21240 | 1 | 1
AR859023 | CO2 incubator LM-150 | Discovery lab, L0 | Larkspur Instruments | CC3217 - Discovery Biology | 12.6 | 12 | 1.05 | 2 | 2 | End of support announced | 4 | -0.6 | 11400 | 4 | 3 | 3.15 | Medium
AR582578 | Analytical balance QV-240 | Metabolism lab, L0 | In-house | CC3276 - Metabolism and Residues | 9.7 | 12 | 0.8083 | 3 | 1 | Supported | 1 | 2.3 | 7730 | 3 | 2 | 2.35 | Low
AR643838 | Microplate reader HX-400 | Bioassay lab, L3 | Orrin Calibration | CC3120 - Bioassay Services | 18 | 9 | 2 | 3 | 0 | Supported | 1 | -9 | 61560 | 5 | 1 | 2.6 | Medium
AR850713 | Liquid handling workstation PD-350 | Bioassay lab, L3 | Quillon Service | CC3120 - Bioassay Services | 3.8 | 10 | 0.38 | 3 | 0 | End of sale | 2 | 6.2 | 105370 | 1 | 1 | 1.8 | Low
AR833678 | Biological safety cabinet ZK-810 | Bioassay lab, L3 | Larkspur Instruments | CC3120 - Bioassay Services | 20.1 | 15 | 1.34 | 5 | 5 | End of support announced | 4 | -5.1 | 9040 | 5 | 5 | 4.8 | High
AR486282 | Thermal cycler QV-120 | Discovery lab, L2 | Orrin Calibration | CC3217 - Discovery Biology | 3.6 | 8 | 0.45 | 1 | 0 | Supported | 1 | 4.4 | 11650 | 1 | 1 | 1 | Low
AR755409 | Microplate reader LM-410 | Discovery lab, L3 | OEM contract | CC3217 - Discovery Biology | 13.7 | 9 | 1.5222 | 3 | 2 | End of sale | 2 | -4.7 | 27580 | 5 | 3 | 3.3 | Medium
AR539314 | Water purification system OK-450 | Formulation lab, L3 | Quillon Service | CC3142 - Formulation Science | 3.1 | 10 | 0.31 | 2 | 0 | Supported | 1 | 6.9 | 25100 | 1 | 1 | 1.3 | Low
AR392013 | PH meter SB-250 | Process lab, L2 | Larkspur Instruments | CC3160 - Process Development | 3.5 | 8 | 0.4375 | 3 | 0 | No longer supported | 5 | 4.5 | 2580 | 1 | 1 | 2.4 | Low
AR127785 | Thermal cycler NE-250 | Bioassay lab, L0 | Larkspur Instruments | CC3120 - Bioassay Services | 3.8 | 8 | 0.475 | 3 | 1 | Supported | 1 | 4.2 | 9000 | 1 | 2 | 1.85 | Low
AR484082 | Laboratory refrigerator PD-210 | Analytical lab, L3 | In-house | CC3105 - Analytical Chemistry | 15.3 | 12 | 1.275 | 3 | 1 | Supported | 1 | -3.3 | 2130 | 5 | 2 | 2.85 | Medium
AR269959 | Gas chromatograph TR-610 | QC lab, L2 | In-house | CC3251 - QC Release | 12.2 | 12 | 1.0167 | 4 | 1 | Supported | 1 | -0.2 | 38210 | 4 | 2 | 2.9 | Medium
AR477710 | Karl Fischer titrator LM-940 | QC lab, L0 | Tamsin & Vale | CC3251 - QC Release | 2.9 | 10 | 0.29 | 3 | 0 | Supported | 1 | 7.1 | 12880 | 1 | 1 | 1.6 | Low
AR184545 | Laboratory refrigerator ZK-140 | Analytical lab, L0 | Orrin Calibration | CC3105 - Analytical Chemistry | 8.7 | 12 | 0.725 | 3 | 0 |  |  | 3.3 | 3040 | 2 | 1
AR227169 | Gas chromatograph QV-810 | Analytical lab, L1 | OEM contract | CC3105 - Analytical Chemistry | 1.3 | 12 | 0.1083 | 4 | 1 | Supported | 1 | 10.7 | 30040 | 1 | 2 | 2.15 | Low
AR436580 | GC-MS system HX-740 | Analytical lab, L0 | Orrin Calibration | CC3105 - Analytical Chemistry | 3.8 | 10 | 0.38 | 4 | 0 | Supported | 1 | 6.2 | 125180 | 1 | 1 | 1.9 | Low
AR160212 | Laboratory refrigerator SB-550 | Analytical lab, L0 | In-house | CC3105 - Analytical Chemistry | 9.1 | 12 | 0.7583 | 2 | 1 |  |  | 2.9 | 3210 | 3 | 2
AR221578 | Laboratory refrigerator HX-680 | QC lab, L1 | OEM contract | CC3251 - QC Release | 12.1 | 12 | 1.0083 | 2 | 3 | Supported | 1 | -0.1 | 3220 | 4 | 4 | 2.8 | Medium
AR529588 | HPLC system LM-210 | Formulation lab, L1 | OEM contract | CC3142 - Formulation Science | 10.7 | 10 | 1.07 | 3 | 0 | No longer supported | 5 | -0.7 | 41370 | 4 | 1 | 3.15 | Medium
AR895727 | Laboratory refrigerator NE-410 | Site lab, L1 | In-house | CC3290 - Site Services | 0.9 | 12 | 0.075 | 2 | 2 | Supported | 1 | 11.1 | 2640 | 1 | 3 | 1.8 | Low
AR588780 | CO2 incubator PD-750 | Bioassay lab, L1 | Larkspur Instruments | CC3120 - Bioassay Services | 7.3 | 12 | 0.6083 | 3 | 0 | Supported | 1 | 4.7 | 12160 | 2 | 1 | 1.85 | Low
AR157965 | UHPLC system QV-220 | Metabolism lab, L1 | Brightmoor Labs | CC3276 - Metabolism and Residues | 2.5 | 10 | 0.25 | 4 | 0 | Supported | 1 | 7.5 | 75870 | 1 | 1 | 1.9 | Low
AR960367 | UV-Vis spectrophotometer ZK-400 | Bioassay lab, L2 | Tamsin & Vale | CC3120 - Bioassay Services | 5.2 | 12 | 0.4333 | 1 | 1 | Supported | 1 | 6.8 | 11440 | 1 | 2 | 1.25 | Low
AR239070 | Gas chromatograph NE-120 | Bioassay lab, L1 | Quillon Service | CC3120 - Bioassay Services | 3.3 | 12 | 0.275 | 3 | 0 | Limited parts availability | 3 | 8.7 | 38570 | 1 | 1 | 2 | Low
AR953729 | Laboratory refrigerator ZK-550 | Process lab, L2 | Larkspur Instruments | CC3160 - Process Development | 14.3 | 12 | 1.1917 | 2 | 0 | End of support announced | 4 | -2.3 | 2360 | 4 | 1 | 2.65 | Medium
AR910498 | PH meter ZK-580 | Bioassay lab, L3 | OEM contract | CC3120 - Bioassay Services | 6 | 8 | 0.75 | 2 | 0 | Supported | 1 | 2 | 1330 | 3 | 1 | 1.8 | Low
AR962464 | Rotary evaporator SB-980 | Formulation lab, L0 | Larkspur Instruments | CC3142 - Formulation Science | 6.8 | 10 | 0.68 | 3 | 0 | End of sale | 2 | 3.2 | 4950 | 2 | 1 | 2.05 | Low
AR802759 | Biological safety cabinet TR-950 | Microbiology lab, L1 | OEM contract | CC3204 - Microbiology | 9.3 | 15 | 0.62 | 3 | 0 | Supported | 1 | 5.7 | 8670 | 2 | 1 | 1.85 | Low
AR886789 | Gas chromatograph NE-120 | Analytical lab, L1 | In-house | CC3105 - Analytical Chemistry | 3.9 | 12 | 0.325 | 3 | 0 |  |  | 8.1 | 36420 | 1 | 1
AR983887 | Ultra-low temperature freezer SB-880 | QC lab, L0 | Brightmoor Labs | CC3251 - QC Release | 7.1 | 10 | 0.71 | 3 | 0 | Supported | 1 | 2.9 | 13540 | 2 | 1 | 1.85 | Low
AR434042 | HPLC system OK-550 | Analytical lab, L0 | Tamsin & Vale | CC3105 - Analytical Chemistry | 3.7 | 10 | 0.37 | 4 | 1 | Supported | 1 | 6.3 | 42540 | 1 | 2 | 2.15 | Low
AR765666 | UV-Vis spectrophotometer HX-810 | QC lab, L0 | Quillon Service | CC3251 - QC Release | 11.2 | 12 | 0.9333 | 3 | 0 | Supported | 1 | 0.8 | 19350 | 3 | 1 | 2.1 | Low
AR851073 | Gas chromatograph QV-810 | Analytical lab, L0 | OEM contract | CC3105 - Analytical Chemistry | 9.8 | 12 | 0.8167 | 3 | 0 | Supported | 1 | 2.2 | 47060 | 3 | 1 | 2.1 | Low
AR263419 | UV-Vis spectrophotometer VR-820 | Bioassay lab, L1 | Brightmoor Labs | CC3120 - Bioassay Services | 11.2 | 12 | 0.9333 | 2 | 0 | Supported | 1 | 0.8 | 10270 | 3 | 1 | 1.8 | Low
AR881665 | Benchtop centrifuge TR-520 | Analytical lab, L3 | In-house | CC3105 - Analytical Chemistry | 5.2 | 12 | 0.4333 | 2 | 0 | Supported | 1 | 6.8 | 11840 | 1 | 1 | 1.3 | Low
AR291537 | Benchtop centrifuge QV-550 | Process lab, L0 | Quillon Service | CC3160 - Process Development | 13.3 | 12 | 1.1083 | 4 | 2 | Supported | 1 | -1.3 | 17980 | 4 | 3 | 3.15 | Medium
AR901761 | GC-MS system VR-780 | Metabolism lab, L3 | In-house | CC3276 - Metabolism and Residues | 10.2 | 10 | 1.02 | 3 | 1 | No longer supported | 5 | -0.2 | 120710 | 4 | 2 | 3.4 | Medium
AR680131 | Tablet hardness tester ZK-520 | Formulation lab, L2 | Halcyon Field | CC3142 - Formulation Science | 4.4 | 12 | 0.3667 | 2 | 0 | Supported | 1 | 7.6 | 7860 | 1 | 1 | 1.3 | Low
AR363639 | PH meter VR-120 | Bioassay lab, L1 | In-house | CC3120 - Bioassay Services | 1 | 8 | 0.125 | 2 | 0 | Limited parts availability | 3 | 7 | 1730 | 1 | 1 | 1.7 | Low
AR386843 | Microplate reader TR-540 | Discovery lab, L0 | OEM contract | CC3217 - Discovery Biology | 5.4 | 9 | 0.6 | 2 | 0 | End of support announced | 4 | 3.6 | 38170 | 2 | 1 | 2.15 | Low
AR843271 | HPLC system TR-400 | Stability lab, L1 | In-house | CC3188 - Stability Testing | 5.4 | 10 | 0.54 | 3 | 0 | Limited parts availability | 3 | 4.6 | 39200 | 2 | 1 | 2.25 | Low
AR266336 | FTIR spectrometer VR-480 | Formulation lab, L2 | OEM contract | CC3142 - Formulation Science | 6 | 12 | 0.5 | 1 | 0 | Supported | 1 | 6 | 43410 | 2 | 1 | 1.25 | Low
AR230231 | GC-MS system NE-800 | Analytical lab, L2 | In-house | CC3105 - Analytical Chemistry | 4.5 | 10 | 0.45 | 3 | 0 | Limited parts availability | 3 | 5.5 | 102430 | 1 | 1 | 2 | Low
AR630357 | UHPLC system ZK-940 | QC lab, L0 | Orrin Calibration | CC3251 - QC Release | 7.9 | 10 | 0.79 | 3 | 1 | No longer supported | 5 | 2.1 | 110500 | 3 | 2 | 3.15 | Medium
AR448143 | Laboratory refrigerator OK-420 | Process lab, L2 | Orrin Calibration | CC3160 - Process Development | 5.4 | 12 | 0.45 | 3 | 1 | Supported | 1 | 6.6 | 4200 | 1 | 2 | 1.85 | Low
AR858268 | Ultra-low temperature freezer TR-680 | Process lab, L0 | In-house | CC3160 - Process Development | 10 | 10 | 1 | 2 | 0 | End of sale | 2 | 0 | 12340 | 4 | 1 | 2.25 | Low
AR203613 | Microbalance SB-300 | Metabolism lab, L1 | Tamsin & Vale | CC3276 - Metabolism and Residues | 3.3 | 12 | 0.275 | 3 | 1 | Supported | 1 | 8.7 | 15590 | 1 | 2 | 1.85 | Low
AR350172 | Microplate reader TR-800 | Bioassay lab, L1 | In-house | CC3120 - Bioassay Services | 5.3 | 9 | 0.5889 | 3 | 0 | Supported | 1 | 3.7 | 49630 | 2 | 1 | 1.85 | Low
AR365925 | CO2 incubator ZK-410 | Discovery lab, L3 | Larkspur Instruments | CC3217 - Discovery Biology | 3.3 | 12 | 0.275 | 1 | 0 | Supported | 1 | 8.7 | 6110 | 1 | 1 | 1 | Low
AR857671 | Particle size analyser SB-600 | Pilot lab, L1 | Brightmoor Labs | CC3233 - Pilot Plant | 2.3 | 12 | 0.1917 | 3 | 1 | End of support announced | 4 | 9.7 | 103820 | 1 | 2 | 2.45 | Low
AR380437 | PH meter ZK-250 | Bioassay lab, L1 | OEM contract | CC3120 - Bioassay Services | 4.5 | 8 | 0.5625 | 2 | 0 | Limited parts availability | 3 | 3.5 | 1450 | 2 | 1 | 1.95 | Low
AR159523 | PH meter QV-920 | Microbiology lab, L0 | In-house | CC3204 - Microbiology | 2.8 | 8 | 0.35 | 3 | 0 | Supported | 1 | 5.2 | 2270 | 1 | 1 | 1.6 | Low
AR399355 | Liquid handling workstation VR-450 | Microbiology lab, L2 | OEM contract | CC3204 - Microbiology | 5.6 | 10 | 0.56 | 2 | 0 | Supported | 1 | 4.4 | 104130 | 2 | 1 | 1.55 | Low
AR555711 | PH meter VR-180 | Microbiology lab, L1 | Larkspur Instruments | CC3204 - Microbiology | 2.9 | 8 | 0.3625 | 3 | 0 | Supported | 1 | 5.1 | 820 | 1 | 1 | 1.6 | Low
AR722324 | UHPLC system SB-350 | QC lab, L3 | OEM contract | CC3251 - QC Release | 9.1 | 10 | 0.91 | 3 | 2 |  |  | 0.9 | 73100 | 3 | 3
AR679058 | CO2 incubator VR-550 | Microbiology lab, L1 | Tamsin & Vale | CC3204 - Microbiology | 1.3 | 12 | 0.1083 | 1 | 0 | Supported | 1 | 10.7 | 12310 | 1 | 1 | 1 | Low
AR989520 | UV-Vis spectrophotometer ZK-120 | Analytical lab, L0 | OEM contract | CC3105 - Analytical Chemistry | 6.4 | 12 | 0.5333 | 3 | 1 | Limited parts availability | 3 | 5.6 | 16610 | 2 | 2 | 2.5 | Medium
AR806684 | Analytical balance SB-300 | Site lab, L0 | Quillon Service | CC3290 - Site Services | 14.2 | 12 | 1.1833 | 2 | 2 | Supported | 1 | -2.2 | 3810 | 4 | 3 | 2.55 | Medium
AR647562 | PH meter PD-650 | Process lab, L0 | OEM contract | CC3160 - Process Development | 7.6 | 8 | 0.95 | 2 | 1 | Supported | 1 | 0.4 | 1500 | 3 | 2 | 2.05 | Low
AR412150 | Analytical balance HX-240 | Formulation lab, L1 | Tamsin & Vale | CC3142 - Formulation Science | 4.9 | 12 | 0.4083 | 1 | 0 | Supported | 1 | 7.1 | 6120 | 1 | 1 | 1 | Low
AR671447 | Karl Fischer titrator TR-110 | Analytical lab, L3 | Brightmoor Labs | CC3105 - Analytical Chemistry | 0.4 | 10 | 0.04 | 1 | 0 | Supported | 1 | 9.6 | 13830 | 1 | 1 | 1 | Low
AR652534 | HPLC system ZK-350 | Analytical lab, L1 | Orrin Calibration | CC3105 - Analytical Chemistry | 18.4 | 10 | 1.84 | 1 | 1 |  |  | -8.4 | 88540 | 5 | 2
AR878684 | Biological safety cabinet TR-240 | Bioassay lab, L0 | Tamsin & Vale | CC3120 - Bioassay Services | 13.5 | 15 | 0.9 | 3 | 1 | End of support announced | 4 | 1.5 | 13050 | 3 | 2 | 2.95 | Medium
AR966075 | Microplate reader ZK-520 | Bioassay lab, L2 | Quillon Service | CC3120 - Bioassay Services | 8.3 | 9 | 0.9222 | 3 | 0 | Supported | 1 | 0.7 | 41230 | 3 | 1 | 2.1 | Low
AR934554 | Analytical balance OK-340 | Bioassay lab, L3 | Halcyon Field | CC3120 - Bioassay Services | 13.7 | 12 | 1.1417 | 2 | 1 | Supported | 1 | -1.7 | 7680 | 4 | 2 | 2.3 | Low
AR725462 | Karl Fischer titrator PD-480 | Analytical lab, L2 | Brightmoor Labs | CC3105 - Analytical Chemistry | 1.4 | 10 | 0.14 | 4 | 0 | Supported | 1 | 8.6 | 15910 | 1 | 1 | 1.9 | Low
AR168313 | PH meter TR-120 | Formulation lab, L0 | Quillon Service | CC3142 - Formulation Science | 5.6 | 8 | 0.7 | 3 | 0 | Supported | 1 | 2.4 | 990 | 2 | 1 | 1.85 | Low
AR556857 | UV-Vis spectrophotometer PD-650 | Bioassay lab, L2 | Tamsin & Vale | CC3120 - Bioassay Services | 2.4 | 12 | 0.2 | 3 | 0 | Supported | 1 | 9.6 | 19330 | 1 | 1 | 1.6 | Low
AR507570 | Ultra-low temperature freezer ZK-340 | Stability lab, L3 | Brightmoor Labs | CC3188 - Stability Testing | 4 | 10 | 0.4 | 1 | 0 | No longer supported | 5 | 6 | 7520 | 1 | 1 | 1.8 | Low
AR633275 | Ultra-low temperature freezer NE-480 | Process lab, L3 | Quillon Service | CC3160 - Process Development | 2.9 | 10 | 0.29 | 3 | 0 | Supported | 1 | 7.1 | 11000 | 1 | 1 | 1.6 | Low
AR584138 | Gas chromatograph NE-180 | Metabolism lab, L0 | Tamsin & Vale | CC3276 - Metabolism and Residues | 5.6 | 12 | 0.4667 | 3 | 1 | Supported | 1 | 6.4 | 40920 | 1 | 2 | 1.85 | Low
AR508049 | Benchtop centrifuge HX-850 | Stability lab, L0 | Orrin Calibration | CC3188 - Stability Testing | 5.7 | 12 | 0.475 | 2 | 0 | Supported | 1 | 6.3 | 9030 | 1 | 1 | 1.3 | Low
AR754024 | LC-MS system ZK-380 | Metabolism lab, L1 | Tamsin & Vale | CC3276 - Metabolism and Residues | 5.1 | 9 | 0.5667 | 2 | 1 | Supported | 1 | 3.9 | 236680 | 2 | 2 | 1.8 | Low
AR865319 | UHPLC system TR-210 | Metabolism lab, L1 | OEM contract | CC3276 - Metabolism and Residues | 0.5 | 10 | 0.05 | 1 | 0 | Supported | 1 | 9.5 | 53880 | 1 | 1 | 1 | Low
AR615827 | Laboratory refrigerator TR-480 | Metabolism lab, L3 | Quillon Service | CC3276 - Metabolism and Residues | 7.4 | 12 | 0.6167 | 1 | 0 | Supported | 1 | 4.6 | 2640 | 2 | 1 | 1.25 | Low
AR618920 | HPLC system SB-110 | Stability lab, L2 | In-house | CC3188 - Stability Testing | 13.2 | 10 | 1.32 | 3 | 1 | Supported | 1 | -3.2 | 53130 | 5 | 2 | 2.85 | Medium
AR430114 | HPLC system ZK-450 | Metabolism lab, L2 | Quillon Service | CC3276 - Metabolism and Residues | 7.8 | 10 | 0.78 | 3 | 0 | Supported | 1 | 2.2 | 34310 | 3 | 1 | 2.1 | Low
AR640763 | Liquid handling workstation NE-650 | Bioassay lab, L2 | Larkspur Instruments | CC3120 - Bioassay Services | 4.6 | 10 | 0.46 | 2 | 0 | Supported | 1 | 5.4 | 125380 | 1 | 1 | 1.3 | Low
AR925272 | Analytical balance SB-450 | Site lab, L2 | In-house | CC3290 - Site Services | 4.4 | 12 | 0.3667 | 1 | 0 | End of sale | 2 | 7.6 | 3080 | 1 | 1 | 1.2 | Low
AR871956 | Benchtop centrifuge ZK-620 | Discovery lab, L2 | Orrin Calibration | CC3217 - Discovery Biology | 4.9 | 12 | 0.4083 | 2 | 1 | Supported | 1 | 7.1 | 6290 | 1 | 2 | 1.55 | Low
AR652528 | Benchtop centrifuge TR-450 | Bioassay lab, L0 | OEM contract | CC3120 - Bioassay Services | 9.6 | 12 | 0.8 | 2 | 0 | Supported | 1 | 2.4 | 5720 | 3 | 1 | 1.8 | Low
AR607293 | Ultra-low temperature freezer QV-210 | Microbiology lab, L0 | Tamsin & Vale | CC3204 - Microbiology | 10 | 10 | 1 | 2 | 0 | Supported | 1 | 0 | 8260 | 4 | 1 | 2.05 | Low
AR897459 | Water purification system VR-720 | Analytical lab, L1 | Orrin Calibration | CC3105 - Analytical Chemistry | 14.1 | 10 | 1.41 | 3 | 1 | End of sale | 2 | -4.1 | 20330 | 5 | 2 | 3.05 | Medium
AR291624 | Jacketed reactor system ZK-810 | Process lab, L3 | Orrin Calibration | CC3160 - Process Development | 2 | 15 | 0.1333 | 1 | 0 | End of sale | 2 | 13 | 87010 | 1 | 1 | 1.2 | Low
AR297105 | Biological safety cabinet LM-920 | Discovery lab, L3 | Quillon Service | CC3217 - Discovery Biology | 3.9 | 15 | 0.26 | 3 | 0 | Supported | 1 | 11.1 | 13980 | 1 | 1 | 1.6 | Low
AR478749 | CO2 incubator HX-910 | Process lab, L2 | Quillon Service | CC3160 - Process Development | 8.9 | 12 | 0.7417 | 2 | 0 | Supported | 1 | 3.1 | 10630 | 2 | 1 | 1.55 | Low
AR192432 | Karl Fischer titrator TR-910 | Analytical lab, L1 | Brightmoor Labs | CC3105 - Analytical Chemistry | 3.5 | 10 | 0.35 | 2 | 0 | Supported | 1 | 6.5 | 17050 | 1 | 1 | 1.3 | Low
AR537396 | Rotary evaporator TR-680 | Process lab, L0 | Brightmoor Labs | CC3160 - Process Development | 5 | 10 | 0.5 | 2 | 0 | Supported | 1 | 5 | 12070 | 2 | 1 | 1.55 | Low
AR448388 | Stability chamber LM-140 | Site lab, L3 | In-house | CC3290 - Site Services | 12.6 | 15 | 0.84 | 1 | 0 | No longer supported | 5 | 2.4 | 20730 | 3 | 1 | 2.3 | Low
AR703574 | Microplate reader NE-280 | Bioassay lab, L2 | OEM contract | CC3120 - Bioassay Services | 5.3 | 9 | 0.5889 | 2 | 0 | Supported | 1 | 3.7 | 35170 | 2 | 1 | 1.55 | Low
AR620216 | Thermal cycler HX-450 | Bioassay lab, L3 | In-house | CC3120 - Bioassay Services | 11.6 | 8 | 1.45 | 3 | 0 | Supported | 1 | -3.6 | 10510 | 5 | 1 | 2.6 | Medium
AR614279 | UV-Vis spectrophotometer SB-810 | QC lab, L2 | Tamsin & Vale | CC3251 - QC Release | 2.7 | 12 | 0.225 | 2 | 0 |  |  | 9.3 | 15040 | 1 | 1
AR617399 | HPLC system OK-580 | Formulation lab, L1 | OEM contract | CC3142 - Formulation Science | 16.9 | 10 | 1.69 | 2 | 0 | Supported | 1 | -6.9 | 35910 | 5 | 1 | 2.3 | Low
AR419680 | Benchtop centrifuge ZK-880 | Stability lab, L2 | Larkspur Instruments | CC3188 - Stability Testing | 12.4 | 12 | 1.0333 | 1 | 1 | No longer supported | 5 | -0.4 | 14100 | 4 | 2 | 2.8 | Medium
AR235837 | Laboratory refrigerator OK-850 | Site lab, L1 | Tamsin & Vale | CC3290 - Site Services | 7.5 | 12 | 0.625 | 2 | 0 | Supported | 1 | 4.5 | 2820 | 2 | 1 | 1.55 | Low
AR482042 | Analytical balance SB-220 | Site lab, L3 | Quillon Service | CC3290 - Site Services | 18.9 | 12 | 1.575 | 3 | 0 | Limited parts availability | 3 | -6.9 | 2880 | 5 | 1 | 3 | Medium
AR734412 | UHPLC system TR-720 | Analytical lab, L1 | Brightmoor Labs | CC3105 - Analytical Chemistry | 2.6 | 10 | 0.26 | 3 | 0 | Supported | 1 | 7.4 | 64950 | 1 | 1 | 1.6 | Low
AR284028 | Benchtop centrifuge SB-500 | Bioassay lab, L2 | Larkspur Instruments | CC3120 - Bioassay Services | 20.4 | 12 | 1.7 | 4 | 1 | No longer supported | 5 | -8.4 | 5890 | 5 | 2 | 3.95 | Medium
AR508108 | PH meter ZK-800 | QC lab, L1 | OEM contract | CC3251 - QC Release | 2.6 | 8 | 0.325 | 4 | 0 | End of sale | 2 | 5.4 | 1690 | 1 | 1 | 2.1 | Low
AR410176 | Laboratory refrigerator SB-200 | Pilot lab, L1 | Halcyon Field | CC3233 - Pilot Plant | 1.8 | 12 | 0.15 | 2 | 0 | Supported | 1 | 10.2 | 2750 | 1 | 1 | 1.3 | Low
AR644728 | Liquid handling workstation QV-940 | Bioassay lab, L1 | OEM contract | CC3120 - Bioassay Services | 3.8 | 10 | 0.38 | 2 | 0 | Supported | 1 | 6.2 | 64350 | 1 | 1 | 1.3 | Low
AR226057 | CO2 incubator LM-620 | Site lab, L3 | Brightmoor Labs | CC3290 - Site Services | 8.2 | 12 | 0.6833 | 1 | 0 | Supported | 1 | 3.8 | 10490 | 2 | 1 | 1.25 | Low
AR701818 | Ultracentrifuge PD-780 | Bioassay lab, L2 | OEM contract | CC3120 - Bioassay Services | 7.6 | 12 | 0.6333 | 3 | 0 | Limited parts availability | 3 | 4.4 | 74110 | 2 | 1 | 2.25 | Low
AR943778 | Jacketed reactor system SB-510 | Process lab, L0 | Quillon Service | CC3160 - Process Development | 6.2 | 15 | 0.4133 | 3 | 0 | Limited parts availability | 3 | 8.8 | 235820 | 1 | 1 | 2 | Low
AR540590 | Benchtop centrifuge OK-220 | Discovery lab, L2 | OEM contract | CC3217 - Discovery Biology | 19.2 | 12 | 1.6 | 2 | 0 | No longer supported | 5 | -7.2 | 7770 | 5 | 1 | 3.1 | Medium
AR408559 | Analytical balance LM-240 | Site lab, L3 | OEM contract | CC3290 - Site Services | 8.6 | 12 | 0.7167 | 3 | 0 | Supported | 1 | 3.4 | 3420 | 2 | 1 | 1.85 | Low
AR570653 | Dissolution tester VR-750 | Stability lab, L0 | Halcyon Field | CC3188 - Stability Testing | 4.4 | 12 | 0.3667 | 3 | 0 | Supported | 1 | 7.6 | 34320 | 1 | 1 | 1.6 | Low
AR874164 | FTIR spectrometer NE-580 | Formulation lab, L0 | Halcyon Field | CC3142 - Formulation Science | 5.9 | 12 | 0.4917 | 3 | 1 | Supported | 1 | 6.1 | 23680 | 1 | 2 | 1.85 | Low
AR380778 | CO2 incubator SB-700 | Microbiology lab, L3 | Quillon Service | CC3204 - Microbiology | 6.2 | 12 | 0.5167 | 3 | 0 | Limited parts availability | 3 | 5.8 | 4350 | 2 | 1 | 2.25 | Low
AR949396 | Analytical balance OK-640 | Stability lab, L0 | In-house | CC3188 - Stability Testing | 10.8 | 12 | 0.9 | 2 | 1 | Supported | 1 | 1.2 | 3380 | 3 | 2 | 2.05 | Low
AR514208 | CO2 incubator NE-200 | Discovery lab, L1 | In-house | CC3217 - Discovery Biology | 5.6 | 12 | 0.4667 | 1 | 0 | Supported | 1 | 6.4 | 13420 | 1 | 1 | 1 | Low
AR781839 | Laboratory refrigerator SB-840 | Microbiology lab, L3 | Brightmoor Labs | CC3204 - Microbiology | 3.2 | 12 | 0.2667 | 2 | 0 | Supported | 1 | 8.8 | 6160 | 1 | 1 | 1.3 | Low
AR312204 | Thermal cycler VR-700 | Bioassay lab, L3 | Larkspur Instruments | CC3120 - Bioassay Services | 6.9 | 8 | 0.8625 | 2 | 0 | Supported | 1 | 1.1 | 9670 | 3 | 1 | 1.8 | Low
AR997724 | Stability chamber PD-140 | Metabolism lab, L1 | In-house | CC3276 - Metabolism and Residues | 8.1 | 15 | 0.54 | 4 | 0 | Supported | 1 | 6.9 | 21950 | 2 | 1 | 2.15 | Low
AR697548 | Jacketed reactor system QV-520 | QC lab, L2 | In-house | CC3251 - QC Release | 4.3 | 15 | 0.2867 | 4 | 0 | Limited parts availability | 3 | 10.7 | 121730 | 1 | 1 | 2.3 | Low
AR373548 | Microplate reader OK-380 | Bioassay lab, L0 | Orrin Calibration | CC3120 - Bioassay Services | 4.6 | 9 | 0.5111 | 2 | 0 | No longer supported | 5 | 4.4 | 54290 | 2 | 1 | 2.35 | Low
AR650143 | Gas chromatograph PD-880 | Analytical lab, L2 | Quillon Service | CC3105 - Analytical Chemistry | 9.5 | 12 | 0.7917 | 3 | 0 | Supported | 1 | 2.5 | 88390 | 3 | 1 | 2.1 | Low
AR296620 | Benchtop centrifuge VR-840 | Metabolism lab, L0 | OEM contract | CC3276 - Metabolism and Residues | 16 | 12 | 1.3333 | 3 | 0 |  |  | -4 | 5200 | 5 | 1
AR818398 | Liquid handling workstation ZK-500 | Microbiology lab, L3 | Quillon Service | CC3204 - Microbiology | 2.3 | 10 | 0.23 | 3 | 0 | No longer supported | 5 | 7.7 | 85530 | 1 | 1 | 2.4 | Low
AR257323 | Tablet hardness tester LM-940 | Bioassay lab, L2 | Quillon Service | CC3120 - Bioassay Services | 9.5 | 12 | 0.7917 | 3 | 0 | Supported | 1 | 2.5 | 20640 | 3 | 1 | 2.1 | Low
AR213492 | Microplate reader PD-650 | Discovery lab, L2 | OEM contract | CC3217 - Discovery Biology | 8.5 | 9 | 0.9444 | 2 | 1 | End of sale | 2 | 0.5 | 54110 | 3 | 2 | 2.25 | Low
AR342809 | Liquid handling workstation SB-880 | Formulation lab, L0 | Brightmoor Labs | CC3142 - Formulation Science | 2.3 | 10 | 0.23 | 3 | 0 | Limited parts availability | 3 | 7.7 | 185810 | 1 | 1 | 2 | Low
AR936056 | UHPLC system OK-380 | Pilot lab, L0 | Halcyon Field | CC3233 - Pilot Plant | 5.9 | 10 | 0.59 | 4 | 0 | End of support announced | 4 | 4.1 | 57110 | 2 | 1 | 2.75 | Medium
AR477105 | CO2 incubator VR-710 | Microbiology lab, L2 | In-house | CC3204 - Microbiology | 5 | 12 | 0.4167 | 3 | 0 | End of sale | 2 | 7 | 15860 | 1 | 1 | 1.8 | Low
AR887437 | CO2 incubator PD-640 | Bioassay lab, L1 | Quillon Service | CC3120 - Bioassay Services | 4.6 | 12 | 0.3833 | 4 | 0 | Limited parts availability | 3 | 7.4 | 8800 | 1 | 1 | 2.3 | Low
AR482994 | Jacketed reactor system PD-450 | Process lab, L3 | In-house | CC3160 - Process Development | 9.1 | 15 | 0.6067 | 3 | 0 | Supported | 1 | 5.9 | 143800 | 2 | 1 | 1.85 | Low
AR233402 | Steam autoclave ZK-150 | Pilot lab, L1 | Larkspur Instruments | CC3233 - Pilot Plant | 10.8 | 15 | 0.72 | 2 | 0 | End of sale | 2 | 4.2 | 53770 | 2 | 1 | 1.75 | Low
AR417837 | Microbalance NE-450 | Formulation lab, L2 | Quillon Service | CC3142 - Formulation Science | 5.1 | 12 | 0.425 | 2 | 0 | Supported | 1 | 6.9 | 17790 | 1 | 1 | 1.3 | Low
AR939054 | Analytical balance ZK-320 | Microbiology lab, L1 | In-house | CC3204 - Microbiology | 23 | 12 | 1.9167 | 1 | 1 | End of sale | 2 | -11 | 8990 | 5 | 2 | 2.45 | Low
AR156152 | Laboratory refrigerator HX-950 | Analytical lab, L1 | Larkspur Instruments | CC3105 - Analytical Chemistry | 3.7 | 12 | 0.3083 | 3 | 1 | End of sale | 2 | 8.3 | 1570 | 1 | 2 | 2.05 | Low
AR390039 | UHPLC system TR-550 | Analytical lab, L3 | Larkspur Instruments | CC3105 - Analytical Chemistry | 1.9 | 10 | 0.19 | 3 | 0 | Supported | 1 | 8.1 | 34770 | 1 | 1 | 1.6 | Low
AR784573 | CO2 incubator HX-300 | Microbiology lab, L1 | OEM contract | CC3204 - Microbiology | 9.1 | 12 | 0.7583 | 3 | 0 |  |  | 2.9 | 19810 | 3 | 1
AR369108 | GC-MS system HX-540 | Analytical lab, L3 | In-house | CC3105 - Analytical Chemistry | 3 | 10 | 0.3 | 4 | 0 | Supported | 1 | 7 | 107360 | 1 | 1 | 1.9 | Low
AR502458 | Rotary evaporator QV-920 | Formulation lab, L3 | In-house | CC3142 - Formulation Science | 14.3 | 10 | 1.43 | 3 | 0 | Supported | 1 | -4.3 | 5300 | 5 | 1 | 2.6 | Medium
AR392358 | Liquid handling workstation TR-420 | Bioassay lab, L1 | Tamsin & Vale | CC3120 - Bioassay Services | 11.7 | 10 | 1.17 | 1 | 2 | Supported | 1 | -1.7 | 101000 | 4 | 3 | 2.25 | Low
AR456254 | Benchtop centrifuge TR-940 | Formulation lab, L1 | In-house | CC3142 - Formulation Science | 11.2 | 12 | 0.9333 | 5 | 0 | End of support announced | 4 | 0.8 | 3620 | 3 | 1 | 3.3 | Medium
AR339534 | Gas chromatograph HX-580 | Analytical lab, L3 | OEM contract | CC3105 - Analytical Chemistry | 16.7 | 12 | 1.3917 | 4 | 1 | End of sale | 2 | -4.7 | 31050 | 5 | 2 | 3.35 | Medium
AR549372 | LC-MS system TR-420 | Analytical lab, L1 | Larkspur Instruments | CC3105 - Analytical Chemistry | 10.6 | 9 | 1.1778 | 2 | 0 | End of sale | 2 | -1.6 | 199030 | 4 | 1 | 2.25 | Low
AR208399 | Stability chamber HX-520 | Stability lab, L0 | In-house | CC3188 - Stability Testing | 14.8 | 15 | 0.9867 | 1 | 2 | End of support announced | 4 | 0.2 | 46030 | 3 | 3 | 2.6 | Medium
AR983486 | UHPLC system SB-610 | Metabolism lab, L2 | Tamsin & Vale | CC3276 - Metabolism and Residues | 2.2 | 10 | 0.22 | 4 | 0 | End of support announced | 4 | 7.8 | 63530 | 1 | 1 | 2.5 | Medium
AR246013 | CO2 incubator TR-920 | Bioassay lab, L2 | OEM contract | CC3120 - Bioassay Services | 13.4 | 12 | 1.1167 | 2 | 1 | End of sale | 2 | -1.4 | 6430 | 4 | 2 | 2.5 | Medium
AR213535 | Karl Fischer titrator NE-640 | Analytical lab, L2 | OEM contract | CC3105 - Analytical Chemistry | 9.4 | 10 | 0.94 | 3 | 1 | Supported | 1 | 0.6 | 9950 | 3 | 2 | 2.35 | Low
AR411438 | HPLC system PD-350 | QC lab, L1 | Larkspur Instruments | CC3251 - QC Release | 4.7 | 10 | 0.47 | 4 | 0 | Limited parts availability | 3 | 5.3 | 48330 | 1 | 1 | 2.3 | Low
AR499780 | Laboratory refrigerator OK-110 | Site lab, L1 | In-house | CC3290 - Site Services | 8.8 | 12 | 0.7333 | 3 | 0 | Supported | 1 | 3.2 | 3910 | 2 | 1 | 1.85 | Low
AR881392 | Jacketed reactor system HX-620 | Pilot lab, L0 | Brightmoor Labs | CC3233 - Pilot Plant | 3.6 | 15 | 0.24 | 4 | 1 | Supported | 1 | 11.4 | 131710 | 1 | 2 | 2.15 | Low
AR573215 | Benchtop centrifuge SB-310 | Process lab, L0 | OEM contract | CC3160 - Process Development | 1.1 | 12 | 0.0917 | 2 | 1 | Supported | 1 | 10.9 | 6490 | 1 | 2 | 1.55 | Low
AR298194 | Benchtop centrifuge TR-840 | Site lab, L0 | OEM contract | CC3290 - Site Services | 13.9 | 12 | 1.1583 | 3 | 0 | Supported | 1 | -1.9 | 8730 | 4 | 1 | 2.35 | Low
AR791799 | Laboratory refrigerator ZK-920 | Analytical lab, L0 | Tamsin & Vale | CC3105 - Analytical Chemistry | 11.7 | 12 | 0.975 | 3 | 0 | Supported | 1 | 0.3 | 3390 | 3 | 1 | 2.1 | Low
AR685142 | CO2 incubator HX-450 | Microbiology lab, L0 | OEM contract | CC3204 - Microbiology | 13.5 | 12 | 1.125 | 2 | 1 | Supported | 1 | -1.5 | 9410 | 4 | 2 | 2.3 | Low
AR117675 | HPLC system VR-340 | Discovery lab, L1 | Orrin Calibration | CC3217 - Discovery Biology | 3 | 10 | 0.3 | 3 | 0 | Supported | 1 | 7 | 41520 | 1 | 1 | 1.6 | Low
AR449801 | Benchtop centrifuge QV-640 | Process lab, L2 | In-house | CC3160 - Process Development | 5.7 | 12 | 0.475 | 3 | 0 | Supported | 1 | 6.3 | 6910 | 1 | 1 | 1.6 | Low
AR943516 | Dissolution tester QV-920 | Stability lab, L3 | Larkspur Instruments | CC3188 - Stability Testing | 3.1 | 12 | 0.2583 | 3 | 1 | No longer supported | 5 | 8.9 | 30810 | 1 | 2 | 2.65 | Medium
AR207626 | Real-time PCR system PD-420 | Discovery lab, L1 | Halcyon Field | CC3217 - Discovery Biology | 1 | 8 | 0.125 | 2 | 1 | Supported | 1 | 7 | 25750 | 1 | 2 | 1.55 | Low
AR434634 | Microplate reader TR-940 | Bioassay lab, L1 | In-house | CC3120 - Bioassay Services | 3.6 | 9 | 0.4 | 3 | 0 | End of sale | 2 | 5.4 | 71630 | 1 | 1 | 1.8 | Low
AR204006 | HPLC system QV-250 | Analytical lab, L0 | Larkspur Instruments | CC3105 - Analytical Chemistry | 4.2 | 10 | 0.42 | 5 | 0 | Supported | 1 | 5.8 | 71090 | 1 | 1 | 2.2 | Low
AR953049 | GC-MS system LM-200 | QC lab, L0 | Larkspur Instruments | CC3251 - QC Release | 6.3 | 10 | 0.63 | 4 | 0 | Limited parts availability | 3 | 3.7 | 191560 | 2 | 1 | 2.55 | Medium
AR866589 | PH meter ZK-910 | Formulation lab, L2 | Larkspur Instruments | CC3142 - Formulation Science | 4.7 | 8 | 0.5875 | 2 | 0 | Supported | 1 | 3.3 | 900 | 2 | 1 | 1.55 | Low
AR313305 | Biological safety cabinet HX-550 | Bioassay lab, L0 | OEM contract | CC3120 - Bioassay Services | 7.9 | 15 | 0.5267 | 1 | 1 | End of support announced | 4 | 7.1 | 23210 | 2 | 2 | 2.1 | Low
AR499775 | CO2 incubator TR-750 | Discovery lab, L2 | Larkspur Instruments | CC3217 - Discovery Biology | 13.5 | 12 | 1.125 | 3 | 0 | End of sale | 2 | -1.5 | 13450 | 4 | 1 | 2.55 | Medium
AR874987 | Ultra-low temperature freezer NE-880 | Process lab, L3 | Quillon Service | CC3160 - Process Development | 15.3 | 10 | 1.53 | 4 | 1 | Limited parts availability | 3 | -5.3 | 14380 | 5 | 2 | 3.55 | Medium
AR521804 | HPLC system OK-380 | Formulation lab, L3 | OEM contract | CC3142 - Formulation Science | 5.9 | 10 | 0.59 | 4 | 0 | Supported | 1 | 4.1 | 34530 | 2 | 1 | 2.15 | Low
AR808751 | Steam autoclave VR-440 | Pilot lab, L1 | Larkspur Instruments | CC3233 - Pilot Plant | 2.9 | 15 | 0.1933 | 3 | 1 | Supported | 1 | 12.1 | 55520 | 1 | 2 | 1.85 | Low
AR428811 | Benchtop centrifuge QV-440 | Process lab, L3 | In-house | CC3160 - Process Development | 14 | 12 | 1.1667 | 2 | 1 | Supported | 1 | -2 | 9470 | 4 | 2 | 2.3 | Low
AR333694 | HPLC system QV-200 | Analytical lab, L3 | Orrin Calibration | CC3105 - Analytical Chemistry | 9.5 | 10 | 0.95 | 4 | 2 | Supported | 1 | 0.5 | 56690 | 3 | 3 | 2.9 | Medium
AR341879 | Karl Fischer titrator SB-180 | Formulation lab, L0 | In-house | CC3142 - Formulation Science | 2.2 | 10 | 0.22 | 4 | 0 | Supported | 1 | 7.8 | 10180 | 1 | 1 | 1.9 | Low
AR287864 | Analytical balance QV-280 | QC lab, L0 | In-house | CC3251 - QC Release | 5.6 | 12 | 0.4667 | 3 | 0 | Supported | 1 | 6.4 | 4780 | 1 | 1 | 1.6 | Low
AR359296 | Dissolution tester QV-440 | Stability lab, L1 | Quillon Service | CC3188 - Stability Testing | 15.3 | 12 | 1.275 | 3 | 1 | Supported | 1 | -3.3 | 54820 | 5 | 2 | 2.85 | Medium
AR269449 | Particle size analyser HX-240 | Formulation lab, L1 | Larkspur Instruments | CC3142 - Formulation Science | 5.3 | 12 | 0.4417 | 1 | 0 | Supported | 1 | 6.7 | 176900 | 1 | 1 | 1 | Low
AR504737 | HPLC system SB-200 | Formulation lab, L1 | In-house | CC3142 - Formulation Science | 8.5 | 10 | 0.85 | 2 | 1 | Supported | 1 | 1.5 | 62900 | 3 | 2 | 2.05 | Low
AR178021 | Karl Fischer titrator SB-380 | Bioassay lab, L2 | Brightmoor Labs | CC3120 - Bioassay Services | 5.3 | 10 | 0.53 | 2 | 1 | Supported | 1 | 4.7 | 33490 | 2 | 2 | 1.8 | Low
AR576615 | Karl Fischer titrator QV-300 | Formulation lab, L1 | Larkspur Instruments | CC3142 - Formulation Science | 13.2 | 10 | 1.32 | 4 | 1 | Supported | 1 | -3.2 | 9160 | 5 | 2 | 3.15 | Medium
AR860387 | Dissolution tester SB-640 | QC lab, L3 | Tamsin & Vale | CC3251 - QC Release | 18.6 | 12 | 1.55 | 4 | 0 | Supported | 1 | -6.6 | 19750 | 5 | 1 | 2.9 | Medium
AR660547 | Laboratory refrigerator HX-150 | Discovery lab, L1 | Halcyon Field | CC3217 - Discovery Biology | 6.2 | 12 | 0.5167 | 2 | 0 | Supported | 1 | 5.8 | 3880 | 2 | 1 | 1.55 | Low
AR809115 | Real-time PCR system HX-780 | Bioassay lab, L1 | Orrin Calibration | CC3120 - Bioassay Services | 2.3 | 8 | 0.2875 | 2 | 0 | Supported | 1 | 5.7 | 48380 | 1 | 1 | 1.3 | Low
AR723413 | Microbalance SB-510 | Analytical lab, L0 | Orrin Calibration | CC3105 - Analytical Chemistry | 9.6 | 12 | 0.8 | 3 | 0 | Limited parts availability | 3 | 2.4 | 14500 | 3 | 1 | 2.5 | Medium
AR416563 | Liquid handling workstation HX-650 | Bioassay lab, L3 | Brightmoor Labs | CC3120 - Bioassay Services | 9.9 | 10 | 0.99 | 2 | 0 | No longer supported | 5 | 0.1 | 192840 | 3 | 1 | 2.6 | Medium
AR405667 | UV-Vis spectrophotometer ZK-200 | Bioassay lab, L2 | Orrin Calibration | CC3120 - Bioassay Services | 7.2 | 12 | 0.6 | 4 | 0 | Supported | 1 | 4.8 | 10010 | 2 | 1 | 2.15 | Low
AR495550 | Dissolution tester QV-550 | Stability lab, L2 | OEM contract | CC3188 - Stability Testing | 5 | 12 | 0.4167 | 3 | 0 | Supported | 1 | 7 | 41290 | 1 | 1 | 1.6 | Low
AR253710 | Benchtop centrifuge ZK-620 | Metabolism lab, L0 | Tamsin & Vale | CC3276 - Metabolism and Residues | 6 | 12 | 0.5 | 3 | 0 | Supported | 1 | 6 | 4280 | 2 | 1 | 1.85 | Low
AR322636 | Laboratory refrigerator VR-480 | Metabolism lab, L2 | Brightmoor Labs | CC3276 - Metabolism and Residues | 2.7 | 12 | 0.225 | 2 | 0 | Supported | 1 | 9.3 | 4230 | 1 | 1 | 1.3 | Low
AR536509 | Benchtop centrifuge HX-620 | Analytical lab, L0 | Brightmoor Labs | CC3105 - Analytical Chemistry | 1.6 | 12 | 0.1333 | 5 | 0 | End of sale | 2 | 10.4 | 4540 | 1 | 1 | 2.4 | Low
AR452095 | LC-MS system TR-540 | Analytical lab, L0 | Orrin Calibration | CC3105 - Analytical Chemistry | 12.4 | 9 | 1.3778 | 1 | 0 | Supported | 1 | -3.4 | 228590 | 5 | 1 | 2 | Low
AR113337 | Gas chromatograph SB-500 | QC lab, L1 | Halcyon Field | CC3251 - QC Release | 14.2 | 12 | 1.1833 | 2 | 0 | End of sale | 2 | -2.2 | 23840 | 4 | 1 | 2.25 | Low
AR138944 | Analytical balance LM-980 | Process lab, L3 | Quillon Service | CC3160 - Process Development | 9 | 12 | 0.75 | 1 | 0 | Supported | 1 | 3 | 4090 | 3 | 1 | 1.5 | Low
AR565430 | Microplate reader LM-500 | Bioassay lab, L0 | Halcyon Field | CC3120 - Bioassay Services | 7.2 | 9 | 0.8 | 3 | 0 | No longer supported | 5 | 1.8 | 81980 | 3 | 1 | 2.9 | Medium
AR407155 | Microplate reader TR-120 | Bioassay lab, L1 | Larkspur Instruments | CC3120 - Bioassay Services | 9.7 | 9 | 1.0778 | 4 | 0 | Supported | 1 | -0.7 | 59060 | 4 | 1 | 2.65 | Medium
AR214656 | Ultra-low temperature freezer HX-980 | Stability lab, L0 | Brightmoor Labs | CC3188 - Stability Testing | 5 | 10 | 0.5 | 2 | 0 | No longer supported | 5 | 5 | 10440 | 2 | 1 | 2.35 | Low
AR220074 | Analytical balance HX-900 | Formulation lab, L3 | Brightmoor Labs | CC3142 - Formulation Science | 16.2 | 12 | 1.35 | 3 | 0 | End of sale | 2 | -4.2 | 9410 | 5 | 1 | 2.8 | Medium
AR693307 | FTIR spectrometer VR-700 | Analytical lab, L0 | Quillon Service | CC3105 - Analytical Chemistry | 6.4 | 12 | 0.5333 | 2 | 1 | Supported | 1 | 5.6 | 43730 | 2 | 2 | 1.8 | Low
AR364669 | Tablet hardness tester TR-310 | Formulation lab, L0 | In-house | CC3142 - Formulation Science | 1 | 12 | 0.0833 | 2 | 0 | End of sale | 2 | 11 | 11270 | 1 | 1 | 1.5 | Low
AR663143 | UHPLC system SB-910 | Microbiology lab, L1 | Larkspur Instruments | CC3204 - Microbiology | 7.8 | 10 | 0.78 | 1 | 0 | Limited parts availability | 3 | 2.2 | 41700 | 3 | 1 | 1.9 | Low
AR719382 | Benchtop centrifuge TR-540 | Analytical lab, L0 | In-house | CC3105 - Analytical Chemistry | 9 | 12 | 0.75 | 3 | 0 | End of support announced | 4 | 3 | 9870 | 3 | 1 | 2.7 | Medium
AR122919 | Analytical balance QV-910 | Stability lab, L1 | OEM contract | CC3188 - Stability Testing | 6.7 | 12 | 0.5583 | 3 | 0 | End of support announced | 4 | 5.3 | 3450 | 2 | 1 | 2.45 | Low
AR168397 | GC-MS system VR-540 | Metabolism lab, L2 | Brightmoor Labs | CC3276 - Metabolism and Residues | 1.7 | 10 | 0.17 | 2 | 0 | Supported | 1 | 8.3 | 215370 | 1 | 1 | 1.3 | Low
AR877622 | Laboratory refrigerator LM-510 | Bioassay lab, L1 | Orrin Calibration | CC3120 - Bioassay Services | 12.1 | 12 | 1.0083 | 3 | 0 | Supported | 1 | -0.1 | 4590 | 4 | 1 | 2.35 | Low
AR231835 | HPLC system VR-800 | Formulation lab, L2 | Brightmoor Labs | CC3142 - Formulation Science | 1.1 | 10 | 0.11 | 3 | 0 | Supported | 1 | 8.9 | 29910 | 1 | 1 | 1.6 | Low
AR796157 | Rotary evaporator NE-410 | Formulation lab, L2 | Halcyon Field | CC3142 - Formulation Science | 5.8 | 10 | 0.58 | 4 | 0 | Supported | 1 | 4.2 | 7100 | 2 | 1 | 2.15 | Low
AR688883 | CO2 incubator QV-110 | Metabolism lab, L3 | Tamsin & Vale | CC3276 - Metabolism and Residues | 7.7 | 12 | 0.6417 | 2 | 0 | Supported | 1 | 4.3 | 6240 | 2 | 1 | 1.55 | Low
AR404586 | Laboratory refrigerator HX-350 | Pilot lab, L2 | In-house | CC3233 - Pilot Plant | 8.1 | 12 | 0.675 | 3 | 0 | Limited parts availability | 3 | 3.9 | 3500 | 2 | 1 | 2.25 | Low
AR529985 | Biological safety cabinet SB-250 | Discovery lab, L0 | Orrin Calibration | CC3217 - Discovery Biology | 17.1 | 15 | 1.14 | 1 | 1 | End of support announced | 4 | -2.1 | 13820 | 4 | 2 | 2.6 | Medium
AR756615 | Benchtop centrifuge VR-280 | Process lab, L3 | Larkspur Instruments | CC3160 - Process Development | 10.9 | 12 | 0.9083 | 3 | 0 | Limited parts availability | 3 | 1.1 | 6130 | 3 | 1 | 2.5 | Medium
AR981404 | HPLC system HX-100 | Site lab, L0 | Halcyon Field | CC3290 - Site Services | 6.8 | 10 | 0.68 | 2 | 0 | Supported | 1 | 3.2 | 75010 | 2 | 1 | 1.55 | Low
AR611326 | Benchtop centrifuge ZK-300 | Process lab, L1 | OEM contract | CC3160 - Process Development | 20.7 | 12 | 1.725 | 5 | 3 | No longer supported | 5 | -8.7 | 9900 | 5 | 4 | 4.75 | High
AR121944 | Analytical balance LM-480 | Metabolism lab, L1 | Brightmoor Labs | CC3276 - Metabolism and Residues | 4.7 | 12 | 0.3917 | 3 | 0 | Supported | 1 | 7.3 | 4890 | 1 | 1 | 1.6 | Low
AR378098 | Benchtop centrifuge OK-410 | Process lab, L1 | OEM contract | CC3160 - Process Development | 5 | 12 | 0.4167 | 4 | 1 | Supported | 1 | 7 | 4240 | 1 | 2 | 2.15 | Low
AR326593 | Laboratory refrigerator VR-980 | Stability lab, L2 | Larkspur Instruments | CC3188 - Stability Testing | 6 | 12 | 0.5 | 2 | 0 | Supported | 1 | 6 | 2140 | 2 | 1 | 1.55 | Low
AR683651 | Benchtop centrifuge PD-820 | Stability lab, L1 | In-house | CC3188 - Stability Testing | 7.9 | 12 | 0.6583 | 3 | 0 | Limited parts availability | 3 | 4.1 | 9060 | 2 | 1 | 2.25 | Low
AR199716 | Analytical balance TR-320 | Discovery lab, L0 | In-house | CC3217 - Discovery Biology | 19.3 | 12 | 1.6083 | 3 | 1 | End of sale | 2 | -7.3 | 5260 | 5 | 2 | 3.05 | Medium
AR399865 | PH meter VR-980 | Metabolism lab, L3 | Brightmoor Labs | CC3276 - Metabolism and Residues | 10.3 | 8 | 1.2875 | 3 | 1 | Supported | 1 | -2.3 | 1520 | 5 | 2 | 2.85 | Medium
AR222613 | Tablet hardness tester LM-780 | QC lab, L0 | Larkspur Instruments | CC3251 - QC Release | 11 | 12 | 0.9167 | 2 | 1 | Supported | 1 | 1 | 5340 | 3 | 2 | 2.05 | Low
AR212468 | Microplate reader LM-380 | Bioassay lab, L2 | In-house | CC3120 - Bioassay Services | 14 | 9 | 1.5556 | 2 | 1 | Supported | 1 | -5 | 46810 | 5 | 2 | 2.55 | Medium
AR353008 | Rotary evaporator NE-220 | Process lab, L0 | Tamsin & Vale | CC3160 - Process Development | 3.3 | 10 | 0.33 | 2 | 0 | Supported | 1 | 6.7 | 4290 | 1 | 1 | 1.3 | Low
AR484228 | Microbalance SB-820 | Bioassay lab, L1 | Tamsin & Vale | CC3120 - Bioassay Services | 17.8 | 12 | 1.4833 | 3 | 2 | End of support announced | 4 | -5.8 | 8110 | 5 | 3 | 3.7 | Medium
AR613475 | Laboratory refrigerator ZK-250 | Metabolism lab, L2 | Orrin Calibration | CC3276 - Metabolism and Residues | 19.4 | 12 | 1.6167 | 2 | 0 | Supported | 1 | -7.4 | 3890 | 5 | 1 | 2.3 | Low
AR655139 | Stability chamber TR-610 | Metabolism lab, L3 | OEM contract | CC3276 - Metabolism and Residues | 8.7 | 15 | 0.58 | 2 | 1 | Supported | 1 | 6.3 | 27760 | 2 | 2 | 1.8 | Low
AR739715 | Biological safety cabinet LM-550 | Discovery lab, L0 | Quillon Service | CC3217 - Discovery Biology | 20.2 | 15 | 1.3467 | 2 | 1 | End of sale | 2 | -5.2 | 21970 | 5 | 2 | 2.75 | Medium
AR890866 | Benchtop centrifuge QV-540 | Discovery lab, L1 | Larkspur Instruments | CC3217 - Discovery Biology | 8.2 | 12 | 0.6833 | 1 | 0 | No longer supported | 5 | 3.8 | 7830 | 2 | 1 | 2.05 | Low
AR152218 | Biological safety cabinet QV-250 | Microbiology lab, L2 | OEM contract | CC3204 - Microbiology | 11.3 | 15 | 0.7533 | 2 | 0 | Supported | 1 | 3.7 | 12280 | 3 | 1 | 1.8 | Low
AR118725 | Microplate reader HX-210 | Site lab, L1 | Orrin Calibration | CC3290 - Site Services | 1 | 9 | 0.1111 | 2 | 0 |  |  | 8 | 15550 | 1 | 1
AR722292 | Gas chromatograph PD-950 | Process lab, L0 | Brightmoor Labs | CC3160 - Process Development | 10.9 | 12 | 0.9083 | 3 | 1 | Supported | 1 | 1.1 | 65160 | 3 | 2 | 2.35 | Low
AR735718 | Dissolution tester SB-820 | Stability lab, L1 | Halcyon Field | CC3188 - Stability Testing | 4.4 | 12 | 0.3667 | 3 | 0 | Supported | 1 | 7.6 | 56630 | 1 | 1 | 1.6 | Low
AR456753 | Gas chromatograph OK-300 | Pilot lab, L2 | Orrin Calibration | CC3233 - Pilot Plant | 12 | 12 | 1 | 2 | 0 | Supported | 1 | 0 | 44840 | 4 | 1 | 2.05 | Low
AR955657 | Stability chamber ZK-880 | QC lab, L1 | Quillon Service | CC3251 - QC Release | 16 | 15 | 1.0667 | 3 | 0 | Supported | 1 | -1 | 46050 | 4 | 1 | 2.35 | Low
AR190485 | CO2 incubator VR-100 | Bioassay lab, L0 | OEM contract | CC3120 - Bioassay Services | 7.5 | 12 | 0.625 | 3 | 0 | Supported | 1 | 4.5 | 9260 | 2 | 1 | 1.85 | Low
AR996954 | UV-Vis spectrophotometer VR-100 | Bioassay lab, L3 | Larkspur Instruments | CC3120 - Bioassay Services | 12.2 | 12 | 1.0167 | 1 | 0 | Supported | 1 | -0.2 | 13810 | 4 | 1 | 1.75 | Low
AR464734 | Gas chromatograph VR-610 | Analytical lab, L1 | Quillon Service | CC3105 - Analytical Chemistry | 6.3 | 12 | 0.525 | 2 | 0 | Supported | 1 | 5.7 | 27660 | 2 | 1 | 1.55 | Low
AR408485 | HPLC system SB-780 | Bioassay lab, L1 | OEM contract | CC3120 - Bioassay Services | 10.7 | 10 | 1.07 | 5 | 0 | Limited parts availability | 3 | -0.7 | 56790 | 4 | 1 | 3.35 | Medium
AR814030 | UHPLC system PD-950 | Metabolism lab, L2 | In-house | CC3276 - Metabolism and Residues | 4.7 | 10 | 0.47 | 1 | 0 | Supported | 1 | 5.3 | 49960 | 1 | 1 | 1 | Low
AR664351 | CO2 incubator ZK-920 | Discovery lab, L3 | Quillon Service | CC3217 - Discovery Biology | 15.1 | 12 | 1.2583 | 3 | 2 |  |  | -3.1 | 12310 | 5 | 3
AR672359 | Benchtop centrifuge LM-310 | Process lab, L1 | In-house | CC3160 - Process Development | 5.4 | 12 | 0.45 | 2 | 0 | End of support announced | 4 | 6.6 | 18100 | 1 | 1 | 1.9 | Low
AR801226 | Liquid handling workstation QV-980 | Discovery lab, L3 | In-house | CC3217 - Discovery Biology | 4.7 | 10 | 0.47 | 3 | 0 | Supported | 1 | 5.3 | 154610 | 1 | 1 | 1.6 | Low
AR445751 | Rotary evaporator PD-600 | Process lab, L1 | In-house | CC3160 - Process Development | 0.5 | 10 | 0.05 | 2 | 1 | Supported | 1 | 9.5 | 17920 | 1 | 2 | 1.55 | Low
AR916224 | Gas chromatograph SB-340 | Analytical lab, L2 | Larkspur Instruments | CC3105 - Analytical Chemistry | 18.3 | 12 | 1.525 | 3 | 1 |  |  | -6.3 | 72040 | 5 | 2
AR597830 | Tablet hardness tester VR-650 | QC lab, L1 | Larkspur Instruments | CC3251 - QC Release | 9.5 | 12 | 0.7917 | 4 | 0 | Supported | 1 | 2.5 | 10610 | 3 | 1 | 2.4 | Low
AR836253 | Rotary evaporator SB-250 | Formulation lab, L1 | In-house | CC3142 - Formulation Science | 3.5 | 10 | 0.35 | 2 | 0 | Supported | 1 | 6.5 | 8900 | 1 | 1 | 1.3 | Low
AR743393 | Stability chamber VR-510 | Pilot lab, L0 | Orrin Calibration | CC3233 - Pilot Plant | 3.8 | 15 | 0.2533 | 3 | 0 |  |  | 11.2 | 36850 | 1 | 1
AR600216 | Microplate reader QV-150 | Discovery lab, L2 | Larkspur Instruments | CC3217 - Discovery Biology | 1.9 | 9 | 0.2111 | 2 | 0 | Supported | 1 | 7.1 | 52370 | 1 | 1 | 1.3 | Low
AR337556 | HPLC system PD-480 | Formulation lab, L3 | Tamsin & Vale | CC3142 - Formulation Science | 12.2 | 10 | 1.22 | 2 | 2 | End of sale | 2 | -2.2 | 27530 | 4 | 3 | 2.75 | Medium
AR527813 | Microplate reader LM-850 | Microbiology lab, L0 | Halcyon Field | CC3204 - Microbiology | 3.2 | 9 | 0.3556 | 3 | 0 | Supported | 1 | 5.8 | 55260 | 1 | 1 | 1.6 | Low
AR515595 | Particle size analyser ZK-540 | Pilot lab, L2 | In-house | CC3233 - Pilot Plant | 7.6 | 12 | 0.6333 | 3 | 0 | Supported | 1 | 4.4 | 71700 | 2 | 1 | 1.85 | Low
AR167143 | Ultra-low temperature freezer QV-400 | Process lab, L0 | Larkspur Instruments | CC3160 - Process Development | 7.4 | 10 | 0.74 | 3 | 1 | Supported | 1 | 2.6 | 6630 | 2 | 2 | 2.1 | Low
AR777369 | Steam autoclave ZK-100 | Site lab, L0 | Larkspur Instruments | CC3290 - Site Services | 12.6 | 15 | 0.84 | 2 | 0 | Supported | 1 | 2.4 | 56130 | 3 | 1 | 1.8 | Low
AR567046 | Karl Fischer titrator ZK-940 | Stability lab, L3 | In-house | CC3188 - Stability Testing | 4.3 | 10 | 0.43 | 4 | 1 | Supported | 1 | 5.7 | 11810 | 1 | 2 | 2.15 | Low
AR125391 | CO2 incubator ZK-140 | Discovery lab, L2 | OEM contract | CC3217 - Discovery Biology | 4.7 | 12 | 0.3917 | 3 | 0 | End of support announced | 4 | 7.3 | 11120 | 1 | 1 | 2.2 | Low
AR887198 | HPLC system PD-950 | Stability lab, L1 | OEM contract | CC3188 - Stability Testing | 7.6 | 10 | 0.76 | 2 | 0 | Supported | 1 | 2.4 | 36320 | 3 | 1 | 1.8 | Low
AR121314 | CO2 incubator QV-900 | Bioassay lab, L0 | In-house | CC3120 - Bioassay Services | 4 | 12 | 0.3333 | 3 | 0 | End of sale | 2 | 8 | 10340 | 1 | 1 | 1.8 | Low
AR757196 | Analytical balance QV-120 | Process lab, L1 | In-house | CC3160 - Process Development | 3 | 12 | 0.25 | 1 | 0 | End of sale | 2 | 9 | 3250 | 1 | 1 | 1.2 | Low
AR360180 | Analytical balance ZK-220 | Stability lab, L0 | Larkspur Instruments | CC3188 - Stability Testing | 25.9 | 12 | 2.1583 | 3 | 1 |  |  | -13.9 | 5500 | 5 | 2
AR726355 | Water purification system VR-350 | Process lab, L3 | OEM contract | CC3160 - Process Development | 9.2 | 10 | 0.92 | 3 | 2 | Supported | 1 | 0.8 | 12900 | 3 | 3 | 2.6 | Medium
AR640168 | Steam autoclave PD-220 | Microbiology lab, L2 | Orrin Calibration | CC3204 - Microbiology | 9.8 | 15 | 0.6533 | 2 | 0 | Supported | 1 | 5.2 | 51920 | 2 | 1 | 1.55 | Low
AR904067 | Real-time PCR system LM-300 | Bioassay lab, L3 | In-house | CC3120 - Bioassay Services | 11.9 | 8 | 1.4875 | 4 | 1 | End of sale | 2 | -3.9 | 44990 | 5 | 2 | 3.35 | Medium
AR894487 | HPLC system QV-140 | Analytical lab, L3 | OEM contract | CC3105 - Analytical Chemistry | 3.8 | 10 | 0.38 | 3 | 0 | Supported | 1 | 6.2 | 27810 | 1 | 1 | 1.6 | Low
AR635888 | PH meter HX-820 | Metabolism lab, L0 | Quillon Service | CC3276 - Metabolism and Residues | 3 | 8 | 0.375 | 2 | 0 | Supported | 1 | 5 | 1880 | 1 | 1 | 1.3 | Low
AR324082 | CO2 incubator HX-480 | Microbiology lab, L0 | Quillon Service | CC3204 - Microbiology | 5.1 | 12 | 0.425 | 3 | 0 | Supported | 1 | 6.9 | 9380 | 1 | 1 | 1.6 | Low
AR893036 | LC-MS system OK-310 | Analytical lab, L0 | Brightmoor Labs | CC3105 - Analytical Chemistry | 1.1 | 9 | 0.1222 | 1 | 0 | Supported | 1 | 7.9 | 260390 | 1 | 1 | 1 | Low
AR945092 | UHPLC system LM-750 | QC lab, L1 | OEM contract | CC3251 - QC Release | 1.2 | 10 | 0.12 | 2 | 1 | Supported | 1 | 8.8 | 35930 | 1 | 2 | 1.55 | Low
AR334149 | HPLC system HX-310 | Discovery lab, L1 | In-house | CC3217 - Discovery Biology | 8.2 | 10 | 0.82 | 1 | 0 | End of sale | 2 | 1.8 | 37110 | 3 | 1 | 1.7 | Low
AR641888 | HPLC system OK-540 | Analytical lab, L3 | Brightmoor Labs | CC3105 - Analytical Chemistry | 1.8 | 10 | 0.18 | 3 | 0 | Supported | 1 | 8.2 | 44480 | 1 | 1 | 1.6 | Low
AR238554 | UHPLC system SB-680 | Formulation lab, L1 | Larkspur Instruments | CC3142 - Formulation Science | 2.4 | 10 | 0.24 | 2 | 0 | Supported | 1 | 7.6 | 71210 | 1 | 1 | 1.3 | Low
AR192652 | UV-Vis spectrophotometer VR-940 | Bioassay lab, L1 | Larkspur Instruments | CC3120 - Bioassay Services | 8.6 | 12 | 0.7167 | 3 | 0 | No longer supported | 5 | 3.4 | 17790 | 2 | 1 | 2.65 | Medium
AR299981 | Laboratory refrigerator VR-720 | Site lab, L0 | Quillon Service | CC3290 - Site Services | 7.1 | 12 | 0.5917 | 2 | 1 | Supported | 1 | 4.9 | 3650 | 2 | 2 | 1.8 | Low
AR883698 | Ultra-low temperature freezer HX-720 | Process lab, L3 | Larkspur Instruments | CC3160 - Process Development | 5.9 | 10 | 0.59 | 3 | 0 | Supported | 1 | 4.1 | 24310 | 2 | 1 | 1.85 | Low
AR841314 | CO2 incubator VR-810 | Microbiology lab, L1 | In-house | CC3204 - Microbiology | 1.7 | 12 | 0.1417 | 1 | 0 | Supported | 1 | 10.3 | 14810 | 1 | 1 | 1 | Low
AR577083 | CO2 incubator LM-710 | Discovery lab, L2 | In-house | CC3217 - Discovery Biology | 10.4 | 12 | 0.8667 | 1 | 1 | Supported | 1 | 1.6 | 4270 | 3 | 2 | 1.75 | Low
AR924615 | Laboratory refrigerator VR-980 | Process lab, L2 | Halcyon Field | CC3160 - Process Development | 5.2 | 12 | 0.4333 | 3 | 1 | End of sale | 2 | 6.8 | 3280 | 1 | 2 | 2.05 | Low
AR944726 | Thermal cycler OK-820 | Bioassay lab, L3 | Orrin Calibration | CC3120 - Bioassay Services | 1.8 | 8 | 0.225 | 3 | 0 | Supported | 1 | 6.2 | 12720 | 1 | 1 | 1.6 | Low
AR153596 | Biological safety cabinet NE-220 | Discovery lab, L0 | Orrin Calibration | CC3217 - Discovery Biology | 17 | 15 | 1.1333 | 2 | 0 | End of sale | 2 | -2 | 10820 | 4 | 1 | 2.25 | Low
AR234511 | Analytical balance ZK-800 | Pilot lab, L3 | Halcyon Field | CC3233 - Pilot Plant | 9.5 | 12 | 0.7917 | 2 | 0 | Limited parts availability | 3 | 2.5 | 5260 | 3 | 1 | 2.2 | Low
AR162370 | Rotary evaporator HX-650 | Pilot lab, L2 | In-house | CC3233 - Pilot Plant | 13.2 | 10 | 1.32 | 2 | 0 | End of sale | 2 | -3.2 | 11000 | 5 | 1 | 2.5 | Medium
AR428295 | HPLC system OK-820 | Analytical lab, L0 | Quillon Service | CC3105 - Analytical Chemistry | 16.9 | 10 | 1.69 | 4 | 0 | End of sale | 2 | -6.9 | 82460 | 5 | 1 | 3.1 | Medium
AR457556 | LC-MS system LM-840 | QC lab, L0 | Orrin Calibration | CC3251 - QC Release | 2.4 | 9 | 0.2667 | 3 | 1 | Supported | 1 | 6.6 | 205090 | 1 | 2 | 1.85 | Low
AR663244 | HPLC system QV-940 | Analytical lab, L3 | In-house | CC3105 - Analytical Chemistry | 5.5 | 10 | 0.55 | 4 | 0 | Supported | 1 | 4.5 | 41700 | 2 | 1 | 2.15 | Low
AR878007 | Dissolution tester QV-720 | Stability lab, L2 | Brightmoor Labs | CC3188 - Stability Testing | 4.3 | 12 | 0.3583 | 2 | 0 | Limited parts availability | 3 | 7.7 | 24170 | 1 | 1 | 1.7 | Low
AR585416 | GC-MS system SB-440 | Analytical lab, L1 | In-house | CC3105 - Analytical Chemistry | 11.6 | 10 | 1.16 | 2 | 2 | Supported | 1 | -1.6 | 58820 | 4 | 3 | 2.55 | Medium
AR581262 | PH meter ZK-540 | Discovery lab, L2 | In-house | CC3217 - Discovery Biology | 5.3 | 8 | 0.6625 | 2 | 2 | End of sale | 2 | 2.7 | 890 | 2 | 3 | 2.25 | Low
AR462094 | Biological safety cabinet LM-380 | Bioassay lab, L2 | Quillon Service | CC3120 - Bioassay Services | 2.7 | 15 | 0.18 | 2 | 1 | Supported | 1 | 12.3 | 23420 | 1 | 2 | 1.55 | Low
AR976874 | Analytical balance OK-340 | Metabolism lab, L0 | OEM contract | CC3276 - Metabolism and Residues | 8.4 | 12 | 0.7 | 3 | 2 | Supported | 1 | 3.6 | 2980 | 2 | 3 | 2.35 | Low
AR405796 | UV-Vis spectrophotometer TR-320 | Bioassay lab, L3 | Quillon Service | CC3120 - Bioassay Services | 3.7 | 12 | 0.3083 | 3 | 1 | End of support announced | 4 | 8.3 | 24320 | 1 | 2 | 2.45 | Low
AR843865 | Benchtop centrifuge HX-740 | Discovery lab, L2 | OEM contract | CC3217 - Discovery Biology | 10.5 | 12 | 0.875 | 1 | 1 | Supported | 1 | 1.5 | 9640 | 3 | 2 | 1.75 | Low
AR165306 | Biological safety cabinet QV-680 | Metabolism lab, L2 | Orrin Calibration | CC3276 - Metabolism and Residues | 14.5 | 15 | 0.9667 | 2 | 0 | Supported | 1 | 0.5 | 11770 | 3 | 1 | 1.8 | Low
AR698253 | HPLC system HX-500 | Analytical lab, L1 | OEM contract | CC3105 - Analytical Chemistry | 3.3 | 10 | 0.33 | 2 | 1 | Supported | 1 | 6.7 | 49780 | 1 | 2 | 1.55 | Low
AR568879 | HPLC system NE-700 | Bioassay lab, L2 | Halcyon Field | CC3120 - Bioassay Services | 5.2 | 10 | 0.52 | 3 | 0 | Supported | 1 | 4.8 | 67190 | 2 | 1 | 1.85 | Low
AR863282 | Benchtop centrifuge VR-280 | Discovery lab, L0 | Brightmoor Labs | CC3217 - Discovery Biology | 1.5 | 12 | 0.125 | 3 | 1 | Supported | 1 | 10.5 | 8890 | 1 | 2 | 1.85 | Low
AR790633 | Dissolution tester ZK-150 | Discovery lab, L0 | Larkspur Instruments | CC3217 - Discovery Biology | 4.9 | 12 | 0.4083 | 4 | 0 | Supported | 1 | 7.1 | 48210 | 1 | 1 | 1.9 | Low
AR432563 | Laboratory refrigerator LM-410 | Microbiology lab, L2 | In-house | CC3204 - Microbiology | 4.1 | 12 | 0.3417 | 2 | 0 | End of sale | 2 | 7.9 | 4860 | 1 | 1 | 1.5 | Low
AR145464 | GC-MS system QV-650 | Analytical lab, L3 | Larkspur Instruments | CC3105 - Analytical Chemistry | 6.5 | 10 | 0.65 | 3 | 0 | No longer supported | 5 | 3.5 | 102120 | 2 | 1 | 2.65 | Medium
AR280724 | PH meter LM-440 | Site lab, L3 | OEM contract | CC3290 - Site Services | 3.5 | 8 | 0.4375 | 1 | 1 | Supported | 1 | 4.5 | 1120 | 1 | 2 | 1.25 | Low
AR485976 | Dissolution tester QV-680 | QC lab, L1 | Orrin Calibration | CC3251 - QC Release | 3.6 | 12 | 0.3 | 3 | 1 | Supported | 1 | 8.4 | 56280 | 1 | 2 | 1.85 | Low
AR767738 | CO2 incubator SB-840 | Bioassay lab, L0 | Larkspur Instruments | CC3120 - Bioassay Services | 5.3 | 12 | 0.4417 | 2 | 0 | Supported | 1 | 6.7 | 6300 | 1 | 1 | 1.3 | Low
AR254241 | Liquid handling workstation OK-700 | Analytical lab, L2 | OEM contract | CC3105 - Analytical Chemistry | 3.7 | 10 | 0.37 | 3 | 0 | Supported | 1 | 6.3 | 271860 | 1 | 1 | 1.6 | Low
AR205035 | Analytical balance LM-350 | Stability lab, L3 | In-house | CC3188 - Stability Testing | 0.8 | 12 | 0.0667 | 2 | 0 | Supported | 1 | 11.2 | 5030 | 1 | 1 | 1.3 | Low
AR871774 | UV-Vis spectrophotometer ZK-710 | Bioassay lab, L2 | Quillon Service | CC3120 - Bioassay Services | 7 | 12 | 0.5833 | 2 | 0 | Limited parts availability | 3 | 5 | 12460 | 2 | 1 | 1.95 | Low
AR826967 | Analytical balance QV-100 | Formulation lab, L3 | Quillon Service | CC3142 - Formulation Science | 7 | 12 | 0.5833 | 3 | 0 | End of sale | 2 | 5 | 4500 | 2 | 1 | 2.05 | Low
AR297374 | HPLC system VR-110 | Stability lab, L1 | Orrin Calibration | CC3188 - Stability Testing | 19 | 10 | 1.9 | 2 | 1 | End of support announced | 4 | -9 | 55480 | 5 | 2 | 3.15 | Medium
AR801000 | HPLC system PD-120 | Formulation lab, L0 | Orrin Calibration | CC3142 - Formulation Science | 3.7 | 10 | 0.37 | 4 | 0 | Supported | 1 | 6.3 | 48740 | 1 | 1 | 1.9 | Low
AR993266 | Gas chromatograph ZK-880 | Analytical lab, L1 | Tamsin & Vale | CC3105 - Analytical Chemistry | 1.7 | 12 | 0.1417 | 2 | 0 | Supported | 1 | 10.3 | 44600 | 1 | 1 | 1.3 | Low
AR484712 | Analytical balance VR-640 | Microbiology lab, L2 | Halcyon Field | CC3204 - Microbiology | 4.4 | 12 | 0.3667 | 2 | 0 | Supported | 1 | 7.6 | 4800 | 1 | 1 | 1.3 | Low
AR738826 | Ultracentrifuge TR-800 | Discovery lab, L3 | Halcyon Field | CC3217 - Discovery Biology | 5.2 | 12 | 0.4333 | 3 | 0 | Limited parts availability | 3 | 6.8 | 119270 | 1 | 1 | 2 | Low
AR845533 | Rotary evaporator SB-920 | Process lab, L3 | Brightmoor Labs | CC3160 - Process Development | 5.1 | 10 | 0.51 | 2 | 0 | End of support announced | 4 | 4.9 | 12970 | 2 | 1 | 2.15 | Low
AR184870 | Gas chromatograph ZK-380 | Analytical lab, L3 | In-house | CC3105 - Analytical Chemistry | 13.1 | 12 | 1.0917 | 2 | 2 | Supported | 1 | -1.1 | 61910 | 4 | 3 | 2.55 | Medium
AR118729 | Laboratory refrigerator QV-540 | Stability lab, L0 | Brightmoor Labs | CC3188 - Stability Testing | 6.2 | 12 | 0.5167 | 4 | 0 | Limited parts availability | 3 | 5.8 | 3380 | 2 | 1 | 2.55 | Medium
AR223976 | CO2 incubator VR-120 | Metabolism lab, L0 | Orrin Calibration | CC3276 - Metabolism and Residues | 6.2 | 12 | 0.5167 | 3 | 1 | Supported | 1 | 5.8 | 5110 | 2 | 2 | 2.1 | Low
AR759987 | Real-time PCR system SB-500 | Discovery lab, L0 | In-house | CC3217 - Discovery Biology | 0.9 | 8 | 0.1125 | 2 | 0 | Supported | 1 | 7.1 | 76610 | 1 | 1 | 1.3 | Low
AR801938 | Benchtop centrifuge HX-300 | Pilot lab, L1 | In-house | CC3233 - Pilot Plant | 6 | 12 | 0.5 | 1 | 0 | End of sale | 2 | 6 | 5310 | 2 | 1 | 1.45 | Low
AR641854 | Biological safety cabinet LM-600 | Bioassay lab, L0 | OEM contract | CC3120 - Bioassay Services | 5.9 | 15 | 0.3933 | 2 | 0 | End of support announced | 4 | 9.1 | 9100 | 1 | 1 | 1.9 | Low
AR337124 | Liquid handling workstation LM-320 | Discovery lab, L0 | Halcyon Field | CC3217 - Discovery Biology | 1.5 | 10 | 0.15 | 1 | 0 | No longer supported | 5 | 8.5 | 137370 | 1 | 1 | 1.8 | Low
AR627801 | UHPLC system VR-300 | QC lab, L1 | OEM contract | CC3251 - QC Release | 8.7 | 10 | 0.87 | 1 | 0 | Supported | 1 | 1.3 | 66450 | 3 | 1 | 1.5 | Low
AR775236 | HPLC system PD-840 | QC lab, L0 | Tamsin & Vale | CC3251 - QC Release | 1.5 | 10 | 0.15 | 5 | 0 | End of support announced | 4 | 8.5 | 42940 | 1 | 1 | 2.8 | Medium
AR665905 | Thermal cycler LM-110 | Discovery lab, L2 | OEM contract | CC3217 - Discovery Biology | 3.1 | 8 | 0.3875 | 4 | 1 | End of support announced | 4 | 4.9 | 9360 | 1 | 2 | 2.75 | Medium
AR798008 | Real-time PCR system ZK-980 | Microbiology lab, L3 | OEM contract | CC3204 - Microbiology | 4.8 | 8 | 0.6 | 3 | 0 | Supported | 1 | 3.2 | 51580 | 2 | 1 | 1.85 | Low
AR277415 | CO2 incubator ZK-650 | Microbiology lab, L1 | OEM contract | CC3204 - Microbiology | 9.7 | 12 | 0.8083 | 3 | 0 | No longer supported | 5 | 2.3 | 9740 | 3 | 1 | 2.9 | Medium
AR327660 | Benchtop centrifuge LM-450 | Formulation lab, L2 | OEM contract | CC3142 - Formulation Science | 12.4 | 12 | 1.0333 | 2 | 0 | End of support announced | 4 | -0.4 | 6770 | 4 | 1 | 2.65 | Medium
AR931537 | HPLC system QV-280 | Stability lab, L0 | Tamsin & Vale | CC3188 - Stability Testing | 5.2 | 10 | 0.52 | 3 | 0 | No longer supported | 5 | 4.8 | 41180 | 2 | 1 | 2.65 | Medium
AR963911 | UV-Vis spectrophotometer NE-780 | Process lab, L0 | Tamsin & Vale | CC3160 - Process Development | 14.7 | 12 | 1.225 | 2 | 0 | Supported | 1 | -2.7 | 14280 | 4 | 1 | 2.05 | Low
AR600074 | UV-Vis spectrophotometer VR-180 | Analytical lab, L2 | OEM contract | CC3105 - Analytical Chemistry | 12.5 | 12 | 1.0417 | 3 | 0 | End of sale | 2 | -0.5 | 17510 | 4 | 1 | 2.55 | Medium
AR952301 | Analytical balance OK-700 | Site lab, L1 | Larkspur Instruments | CC3290 - Site Services | 3.8 | 12 | 0.3167 | 3 | 0 | Supported | 1 | 8.2 | 4180 | 1 | 1 | 1.6 | Low
AR272241 | Microbalance OK-380 | Formulation lab, L0 | Quillon Service | CC3142 - Formulation Science | 19.6 | 12 | 1.6333 | 3 | 1 | End of sale | 2 | -7.6 | 38740 | 5 | 2 | 3.05 | Medium
AR981917 | Benchtop centrifuge PD-500 | Site lab, L2 | OEM contract | CC3290 - Site Services | 2.2 | 12 | 0.1833 | 1 | 0 | Supported | 1 | 9.8 | 7720 | 1 | 1 | 1 | Low
AR508204 | PH meter PD-110 | Process lab, L1 | Orrin Calibration | CC3160 - Process Development | 6.8 | 8 | 0.85 | 5 | 0 | Supported | 1 | 1.2 | 750 | 3 | 1 | 2.7 | Medium
AR834399 | Analytical balance QV-720 | Pilot lab, L1 | In-house | CC3233 - Pilot Plant | 6 | 12 | 0.5 | 4 | 0 | Supported | 1 | 6 | 5360 | 2 | 1 | 2.15 | Low
AR253277 | Benchtop centrifuge ZK-210 | Stability lab, L0 | In-house | CC3188 - Stability Testing | 3.8 | 12 | 0.3167 | 2 | 0 | Supported | 1 | 8.2 | 5510 | 1 | 1 | 1.3 | Low
AR202543 | HPLC system SB-740 | Discovery lab, L2 | OEM contract | CC3217 - Discovery Biology | 2.5 | 10 | 0.25 | 2 | 0 | End of support announced | 4 | 7.5 | 39920 | 1 | 1 | 1.9 | Low
AR948215 | Microbalance PD-600 | Analytical lab, L1 | Quillon Service | CC3105 - Analytical Chemistry | 11.2 | 12 | 0.9333 | 4 | 0 | Supported | 1 | 0.8 | 11310 | 3 | 1 | 2.4 | Low
AR976438 | Laboratory refrigerator LM-250 | Stability lab, L1 | Quillon Service | CC3188 - Stability Testing | 8 | 12 | 0.6667 | 2 | 0 | Limited parts availability | 3 | 4 | 4860 | 2 | 1 | 1.95 | Low
AR191072 | HPLC system ZK-300 | QC lab, L3 | Larkspur Instruments | CC3251 - QC Release | 1.7 | 10 | 0.17 | 2 | 0 | End of sale | 2 | 8.3 | 33640 | 1 | 1 | 1.5 | Low
AR164996 | Rotary evaporator TR-440 | Process lab, L0 | Brightmoor Labs | CC3160 - Process Development | 5.4 | 10 | 0.54 | 3 | 0 | Supported | 1 | 4.6 | 9140 | 2 | 1 | 1.85 | Low
AR788682 | HPLC system ZK-110 | Analytical lab, L0 | Tamsin & Vale | CC3105 - Analytical Chemistry | 2.8 | 10 | 0.28 | 3 | 0 | End of sale | 2 | 7.2 | 35960 | 1 | 1 | 1.8 | Low
AR999843 | HPLC system PD-580 | Formulation lab, L0 | Orrin Calibration | CC3142 - Formulation Science | 4.1 | 10 | 0.41 | 3 | 1 | No longer supported | 5 | 5.9 | 42500 | 1 | 2 | 2.65 | Medium
AR105718 | UV-Vis spectrophotometer VR-640 | Analytical lab, L1 | Larkspur Instruments | CC3105 - Analytical Chemistry | 5.6 | 12 | 0.4667 | 3 | 0 | Supported | 1 | 6.4 | 11710 | 1 | 1 | 1.6 | Low
AR528590 | CO2 incubator QV-520 | Bioassay lab, L3 | Quillon Service | CC3120 - Bioassay Services | 1.5 | 12 | 0.125 | 1 | 0 | Supported | 1 | 10.5 | 5830 | 1 | 1 | 1 | Low
AR656979 | Benchtop centrifuge OK-110 | Bioassay lab, L2 | Brightmoor Labs | CC3120 - Bioassay Services | 4.2 | 12 | 0.35 | 3 | 0 | Limited parts availability | 3 | 7.8 | 7490 | 1 | 1 | 2 | Low
AR427804 | HPLC system HX-420 | Stability lab, L3 | Orrin Calibration | CC3188 - Stability Testing | 1.9 | 10 | 0.19 | 1 | 1 | Supported | 1 | 8.1 | 83930 | 1 | 2 | 1.25 | Low
AR709071 | Analytical balance SB-850 | Pilot lab, L2 | Halcyon Field | CC3233 - Pilot Plant | 11.1 | 12 | 0.925 | 3 | 0 | Supported | 1 | 0.9 | 3500 | 3 | 1 | 2.1 | Low
AR221742 | Liquid handling workstation ZK-240 | Bioassay lab, L2 | OEM contract | CC3120 - Bioassay Services | 7.2 | 10 | 0.72 | 3 | 1 | Supported | 1 | 2.8 | 66660 | 2 | 2 | 2.1 | Low
AR707346 | HPLC system OK-820 | Analytical lab, L2 | Larkspur Instruments | CC3105 - Analytical Chemistry | 3.4 | 10 | 0.34 | 3 | 1 |  |  | 6.6 | 70090 | 1 | 2
AR786266 | UV-Vis spectrophotometer QV-400 | Formulation lab, L0 | OEM contract | CC3142 - Formulation Science | 7.9 | 12 | 0.6583 | 2 | 0 | Supported | 1 | 4.1 | 16970 | 2 | 1 | 1.55 | Low
AR436807 | Water purification system ZK-220 | Process lab, L3 | Orrin Calibration | CC3160 - Process Development | 5 | 10 | 0.5 | 1 | 0 | Limited parts availability | 3 | 5 | 25060 | 2 | 1 | 1.65 | Low
AR538154 | CO2 incubator TR-510 | Stability lab, L3 | OEM contract | CC3188 - Stability Testing | 4.8 | 12 | 0.4 | 3 | 2 | Supported | 1 | 7.2 | 12100 | 1 | 3 | 2.1 | Low
AR546818 | Laboratory refrigerator SB-780 | QC lab, L1 | In-house | CC3251 - QC Release | 6.3 | 12 | 0.525 | 3 | 0 | Supported | 1 | 5.7 | 5150 | 2 | 1 | 1.85 | Low
AR981260 | Analytical balance TR-800 | Microbiology lab, L3 | Tamsin & Vale | CC3204 - Microbiology | 11.3 | 12 | 0.9417 | 3 | 0 | Supported | 1 | 0.7 | 4120 | 3 | 1 | 2.1 | Low
AR450541 | Rotary evaporator QV-840 | Process lab, L1 | Quillon Service | CC3160 - Process Development | 3.5 | 10 | 0.35 | 4 | 0 | Supported | 1 | 6.5 | 10010 | 1 | 1 | 1.9 | Low
AR200333 | Analytical balance TR-120 | Pilot lab, L2 | In-house | CC3233 - Pilot Plant | 5.1 | 12 | 0.425 | 3 | 0 | Supported | 1 | 6.9 | 4510 | 1 | 1 | 1.6 | Low
AR208309 | Biological safety cabinet PD-300 | Stability lab, L1 | Larkspur Instruments | CC3188 - Stability Testing | 11.9 | 15 | 0.7933 | 3 | 2 | Limited parts availability | 3 | 3.1 | 11210 | 3 | 3 | 3 | Medium
AR730975 | HPLC system NE-650 | Bioassay lab, L0 | Quillon Service | CC3120 - Bioassay Services | 4.2 | 10 | 0.42 | 2 | 0 | Supported | 1 | 5.8 | 44740 | 1 | 1 | 1.3 | Low
AR287825 | Thermal cycler VR-600 | Discovery lab, L0 | OEM contract | CC3217 - Discovery Biology | 4.1 | 8 | 0.5125 | 1 | 0 | Supported | 1 | 3.9 | 15070 | 2 | 1 | 1.25 | Low
AR813167 | Benchtop centrifuge LM-100 | Discovery lab, L3 | Larkspur Instruments | CC3217 - Discovery Biology | 7.3 | 12 | 0.6083 | 2 | 0 | Supported | 1 | 4.7 | 6860 | 2 | 1 | 1.55 | Low
AR583986 | Laboratory refrigerator NE-980 | Process lab, L3 | OEM contract | CC3160 - Process Development | 4.9 | 12 | 0.4083 | 1 | 0 | End of support announced | 4 | 7.1 | 4170 | 1 | 1 | 1.6 | Low
AR104737 | HPLC system OK-310 | QC lab, L3 | Orrin Calibration | CC3251 - QC Release | 7.3 | 10 | 0.73 | 2 | 1 | End of sale | 2 | 2.7 | 22930 | 2 | 2 | 2 | Low
AR868279 | Analytical balance SB-680 | Process lab, L0 | Larkspur Instruments | CC3160 - Process Development | 2.5 | 12 | 0.2083 | 4 | 0 | Supported | 1 | 9.5 | 5680 | 1 | 1 | 1.9 | Low
AR761536 | Thermal cycler QV-750 | Stability lab, L1 | Larkspur Instruments | CC3188 - Stability Testing | 6.4 | 8 | 0.8 | 3 | 0 | End of sale | 2 | 1.6 | 11630 | 3 | 1 | 2.3 | Low
AR134697 | Gas chromatograph ZK-520 | Analytical lab, L1 | Halcyon Field | CC3105 - Analytical Chemistry | 5.9 | 12 | 0.4917 | 1 | 0 | Supported | 1 | 6.1 | 47590 | 1 | 1 | 1 | Low
AR846366 | Thermal cycler NE-820 | Analytical lab, L2 | Larkspur Instruments | CC3105 - Analytical Chemistry | 9 | 8 | 1.125 | 2 | 0 | Supported | 1 | -1 | 15410 | 4 | 1 | 2.05 | Low
AR695179 | HPLC system NE-640 | Formulation lab, L2 | Quillon Service | CC3142 - Formulation Science | 4.2 | 10 | 0.42 | 2 | 0 | Supported | 1 | 5.8 | 45330 | 1 | 1 | 1.3 | Low
AR213182 | Ultra-low temperature freezer HX-280 | Discovery lab, L1 | Orrin Calibration | CC3217 - Discovery Biology | 1.5 | 10 | 0.15 | 1 | 0 | Supported | 1 | 8.5 | 18350 | 1 | 1 | 1 | Low
AR434355 | Benchtop centrifuge SB-620 | Formulation lab, L3 | In-house | CC3142 - Formulation Science | 1.4 | 12 | 0.1167 | 3 | 0 | Supported | 1 | 10.6 | 6300 | 1 | 1 | 1.6 | Low
AR157419 | CO2 incubator QV-310 | Site lab, L3 | OEM contract | CC3290 - Site Services | 4.7 | 12 | 0.3917 | 1 | 1 | Limited parts availability | 3 | 7.3 | 5940 | 1 | 2 | 1.65 | Low
AR963055 | Dissolution tester HX-540 | Process lab, L2 | OEM contract | CC3160 - Process Development | 2.6 | 12 | 0.2167 | 4 | 0 | End of sale | 2 | 9.4 | 38870 | 1 | 1 | 2.1 | Low
AR164461 | Benchtop centrifuge VR-540 | Microbiology lab, L1 | In-house | CC3204 - Microbiology | 5.5 | 12 | 0.4583 | 3 | 1 | Supported | 1 | 6.5 | 7550 | 1 | 2 | 1.85 | Low
AR880952 | Biological safety cabinet QV-820 | Bioassay lab, L3 | OEM contract | CC3120 - Bioassay Services | 10.6 | 15 | 0.7067 | 3 | 0 | Supported | 1 | 4.4 | 12070 | 2 | 1 | 1.85 | Low
AR473085 | HPLC system HX-420 | Analytical lab, L2 | Larkspur Instruments | CC3105 - Analytical Chemistry | 5.9 | 10 | 0.59 | 4 | 0 | Supported | 1 | 4.1 | 36900 | 2 | 1 | 2.15 | Low
AR155959 | Laboratory refrigerator TR-910 | Metabolism lab, L0 | In-house | CC3276 - Metabolism and Residues | 18.8 | 12 | 1.5667 | 2 | 0 | Supported | 1 | -6.8 | 1750 | 5 | 1 | 2.3 | Low
AR505971 | PH meter PD-320 | Formulation lab, L1 | OEM contract | CC3142 - Formulation Science | 2.8 | 8 | 0.35 | 4 | 0 | Supported | 1 | 5.2 | 1100 | 1 | 1 | 1.9 | Low
AR204296 | PH meter PD-220 | Microbiology lab, L2 | Halcyon Field | CC3204 - Microbiology | 0.8 | 8 | 0.1 | 4 | 0 | Supported | 1 | 7.2 | 1990 | 1 | 1 | 1.9 | Low
AR570553 | HPLC system SB-120 | Analytical lab, L2 | Tamsin & Vale | CC3105 - Analytical Chemistry | 6.2 | 10 | 0.62 | 3 | 0 | Supported | 1 | 3.8 | 38650 | 2 | 1 | 1.85 | Low
AR587160 | Laboratory refrigerator PD-100 | Metabolism lab, L3 | Tamsin & Vale | CC3276 - Metabolism and Residues | 16.2 | 12 | 1.35 | 1 | 0 | End of sale | 2 | -4.2 | 1880 | 5 | 1 | 2.2 | Low
AR610416 | UHPLC system ZK-340 | Analytical lab, L2 | In-house | CC3105 - Analytical Chemistry | 4.1 | 10 | 0.41 | 3 | 0 | Supported | 1 | 5.9 | 49560 | 1 | 1 | 1.6 | Low
AR532697 | Analytical balance VR-240 | Process lab, L1 | Larkspur Instruments | CC3160 - Process Development | 8.7 | 12 | 0.725 | 3 | 0 | Limited parts availability | 3 | 3.3 | 7940 | 2 | 1 | 2.25 | Low
AR903019 | UV-Vis spectrophotometer NE-410 | QC lab, L2 | Halcyon Field | CC3251 - QC Release | 7.1 | 12 | 0.5917 | 3 | 0 | Supported | 1 | 4.9 | 18290 | 2 | 1 | 1.85 | Low
AR945041 | PH meter TR-900 | QC lab, L2 | Quillon Service | CC3251 - QC Release | 11.8 | 8 | 1.475 | 4 | 0 | End of sale | 2 | -3.8 | 690 | 5 | 1 | 3.1 | Medium
AR303110 | Analytical balance PD-480 | Formulation lab, L1 | Tamsin & Vale | CC3142 - Formulation Science | 15.3 | 12 | 1.275 | 1 | 2 | Supported | 1 | -3.3 | 6430 | 5 | 3 | 2.5 | Medium
AR995209 | Stability chamber NE-980 | Stability lab, L2 | In-house | CC3188 - Stability Testing | 14.9 | 15 | 0.9933 | 2 | 0 | Supported | 1 | 0.1 | 39140 | 3 | 1 | 1.8 | Low
AR345998 | HPLC system TR-710 | Analytical lab, L2 | In-house | CC3105 - Analytical Chemistry | 16.6 | 10 | 1.66 | 2 | 0 | No longer supported | 5 | -6.6 | 44240 | 5 | 1 | 3.1 | Medium
AR191467 | Benchtop centrifuge VR-480 | Site lab, L3 | Halcyon Field | CC3290 - Site Services | 30.5 | 12 | 2.5417 | 1 | 4 | Supported | 1 | -18.5 | 9130 | 5 | 4 | 2.75 | Medium
AR977742 | Water purification system VR-750 | Pilot lab, L0 | In-house | CC3233 - Pilot Plant | 6.7 | 10 | 0.67 | 4 | 0 | Supported | 1 | 3.3 | 16510 | 2 | 1 | 2.15 | Low
AR468595 | LC-MS system PD-310 | Site lab, L1 | OEM contract | CC3290 - Site Services | 2.4 | 9 | 0.2667 | 2 | 0 | Supported | 1 | 6.6 | 339640 | 1 | 1 | 1.3 | Low
AR128005 | Benchtop centrifuge OK-610 | QC lab, L1 | In-house | CC3251 - QC Release | 18.2 | 12 | 1.5167 | 4 | 1 | Supported | 1 | -6.2 | 6590 | 5 | 2 | 3.15 | Medium
AR767825 | Gas chromatograph TR-500 | Analytical lab, L1 | In-house | CC3105 - Analytical Chemistry | 9.4 | 12 | 0.7833 | 2 | 1 | Supported | 1 | 2.6 | 32790 | 3 | 2 | 2.05 | Low
AR533150 | Laboratory refrigerator HX-180 | Stability lab, L3 | Quillon Service | CC3188 - Stability Testing | 3.2 | 12 | 0.2667 | 2 | 0 | Supported | 1 | 8.8 | 4060 | 1 | 1 | 1.3 | Low
AR210151 | Rotary evaporator LM-200 | Discovery lab, L2 | Quillon Service | CC3217 - Discovery Biology | 8.1 | 10 | 0.81 | 2 | 0 | Supported | 1 | 1.9 | 9300 | 3 | 1 | 1.8 | Low
AR780695 | PH meter HX-200 | Metabolism lab, L2 | Orrin Calibration | CC3276 - Metabolism and Residues | 2.4 | 8 | 0.3 | 2 | 0 | Supported | 1 | 5.6 | 1700 | 1 | 1 | 1.3 | Low
AR693878 | PH meter PD-140 | Pilot lab, L2 | In-house | CC3233 - Pilot Plant | 3.3 | 8 | 0.4125 | 3 | 1 | Supported | 1 | 4.7 | 2420 | 1 | 2 | 1.85 | Low
AR875263 | Inverted microscope SB-510 | Microbiology lab, L0 | Tamsin & Vale | CC3204 - Microbiology | 9.9 | 15 | 0.66 | 2 | 1 |  |  | 5.1 | 23930 | 2 | 2
AR442854 | Benchtop centrifuge TR-540 | Microbiology lab, L3 | Orrin Calibration | CC3204 - Microbiology | 14 | 12 | 1.1667 | 1 | 0 | Supported | 1 | -2 | 12970 | 4 | 1 | 1.75 | Low
AR617881 | Ultra-low temperature freezer TR-880 | Stability lab, L2 | OEM contract | CC3188 - Stability Testing | 8.5 | 10 | 0.85 | 2 | 1 | Supported | 1 | 1.5 | 6270 | 3 | 2 | 2.05 | Low
AR465967 | Karl Fischer titrator TR-450 | Formulation lab, L1 | Quillon Service | CC3142 - Formulation Science | 7.6 | 10 | 0.76 | 2 | 0 | Supported | 1 | 2.4 | 18080 | 3 | 1 | 1.8 | Low
AR808718 | Gas chromatograph QV-550 | Analytical lab, L3 | Quillon Service | CC3105 - Analytical Chemistry | 4.5 | 12 | 0.375 | 3 | 0 |  |  | 7.5 | 28760 | 1 | 1
AR384342 | Laboratory refrigerator VR-550 | Process lab, L1 | Quillon Service | CC3160 - Process Development | 4.6 | 12 | 0.3833 | 2 | 0 | Supported | 1 | 7.4 | 2640 | 1 | 1 | 1.3 | Low
AR105066 | Gas chromatograph QV-910 | Analytical lab, L1 | OEM contract | CC3105 - Analytical Chemistry | 10.6 | 12 | 0.8833 | 4 | 1 | Supported | 1 | 1.4 | 37590 | 3 | 2 | 2.65 | Medium
AR513692 | HPLC system PD-650 | Analytical lab, L3 | Brightmoor Labs | CC3105 - Analytical Chemistry | 5.2 | 10 | 0.52 | 3 | 0 | Supported | 1 | 4.8 | 27780 | 2 | 1 | 1.85 | Low
AR587698 | FTIR spectrometer ZK-400 | Formulation lab, L2 | Quillon Service | CC3142 - Formulation Science | 2.7 | 12 | 0.225 | 3 | 1 | Supported | 1 | 9.3 | 18360 | 1 | 2 | 1.85 | Low
AR980961 | Jacketed reactor system LM-600 | Analytical lab, L3 | Larkspur Instruments | CC3105 - Analytical Chemistry | 14 | 15 | 0.9333 | 2 | 0 | No longer supported | 5 | 1 | 127930 | 3 | 1 | 2.6 | Medium
AR689674 | Water purification system HX-400 | Microbiology lab, L2 | In-house | CC3204 - Microbiology | 0.9 | 10 | 0.09 | 2 | 0 | Supported | 1 | 9.1 | 23420 | 1 | 1 | 1.3 | Low
AR118217 | Rotary evaporator PD-820 | Formulation lab, L0 | In-house | CC3142 - Formulation Science | 2.7 | 10 | 0.27 | 2 | 1 | End of sale | 2 | 7.3 | 6450 | 1 | 2 | 1.75 | Low
AR811202 | Inverted microscope TR-140 | Bioassay lab, L1 | Halcyon Field | CC3120 - Bioassay Services | 14.7 | 15 | 0.98 | 4 | 0 | No longer supported | 5 | 0.3 | 49140 | 3 | 1 | 3.2 | Medium
AR840597 | HPLC system OK-100 | Formulation lab, L3 | OEM contract | CC3142 - Formulation Science | 6.3 | 10 | 0.63 | 3 | 0 | Supported | 1 | 3.7 | 27790 | 2 | 1 | 1.85 | Low
AR688951 | Rotary evaporator HX-380 | Process lab, L3 | In-house | CC3160 - Process Development | 7 | 10 | 0.7 | 3 | 1 | No longer supported | 5 | 3 | 8280 | 2 | 2 | 2.9 | Medium
AR296441 | Dissolution tester VR-640 | QC lab, L0 | Brightmoor Labs | CC3251 - QC Release | 3.9 | 12 | 0.325 | 3 | 0 | Supported | 1 | 8.1 | 29900 | 1 | 1 | 1.6 | Low
AR295627 | Benchtop centrifuge SB-480 | Analytical lab, L3 | Larkspur Instruments | CC3105 - Analytical Chemistry | 5.7 | 12 | 0.475 | 2 | 0 | Supported | 1 | 6.3 | 12030 | 1 | 1 | 1.3 | Low
AR345419 | Dissolution tester PD-740 | Stability lab, L2 | OEM contract | CC3188 - Stability Testing | 9.8 | 12 | 0.8167 | 3 | 0 | Supported | 1 | 2.2 | 47670 | 3 | 1 | 2.1 | Low
AR681064 | HPLC system OK-100 | Analytical lab, L2 | OEM contract | CC3105 - Analytical Chemistry | 1.1 | 10 | 0.11 | 2 | 0 | End of sale | 2 | 8.9 | 44810 | 1 | 1 | 1.5 | Low
AR962486 | PH meter NE-440 | Analytical lab, L2 | OEM contract | CC3105 - Analytical Chemistry | 4.7 | 8 | 0.5875 | 3 | 0 | End of sale | 2 | 3.3 | 780 | 2 | 1 | 2.05 | Low
AR464768 | HPLC system HX-600 | Formulation lab, L1 | Halcyon Field | CC3142 - Formulation Science | 5.3 | 10 | 0.53 | 2 | 0 | Supported | 1 | 4.7 | 20230 | 2 | 1 | 1.55 | Low
AR610009 | UHPLC system LM-240 | Analytical lab, L3 | Orrin Calibration | CC3105 - Analytical Chemistry | 1.1 | 10 | 0.11 | 2 | 0 | Supported | 1 | 8.9 | 39520 | 1 | 1 | 1.3 | Low
AR387577 | HPLC system ZK-320 | Analytical lab, L0 | Halcyon Field | CC3105 - Analytical Chemistry | 5.8 | 10 | 0.58 | 3 | 0 | Supported | 1 | 4.2 | 17510 | 2 | 1 | 1.85 | Low
AR935584 | Karl Fischer titrator QV-220 | QC lab, L3 | OEM contract | CC3251 - QC Release | 6.8 | 10 | 0.68 | 3 | 1 | Limited parts availability | 3 | 3.2 | 9300 | 2 | 2 | 2.5 | Medium
AR673684 | Jacketed reactor system OK-620 | Process lab, L0 | OEM contract | CC3160 - Process Development | 12.7 | 15 | 0.8467 | 1 | 1 | Supported | 1 | 2.3 | 125000 | 3 | 2 | 1.75 | Low
AR227285 | Laboratory refrigerator OK-710 | QC lab, L2 | Quillon Service | CC3251 - QC Release | 8.1 | 12 | 0.675 | 2 | 0 | End of support announced | 4 | 3.9 | 2080 | 2 | 1 | 2.15 | Low
AR814399 | Laboratory refrigerator PD-940 | Analytical lab, L1 | Quillon Service | CC3105 - Analytical Chemistry | 10.3 | 12 | 0.8583 | 4 | 0 | Supported | 1 | 1.7 | 1360 | 3 | 1 | 2.4 | Low
AR302011 | UHPLC system TR-250 | Process lab, L1 | Larkspur Instruments | CC3160 - Process Development | 2.1 | 10 | 0.21 | 2 | 0 | Supported | 1 | 7.9 | 29210 | 1 | 1 | 1.3 | Low
AR760780 | CO2 incubator OK-900 | Analytical lab, L0 | In-house | CC3105 - Analytical Chemistry | 2.4 | 12 | 0.2 | 1 | 1 | Supported | 1 | 9.6 | 5780 | 1 | 2 | 1.25 | Low
AR114695 | Karl Fischer titrator TR-380 | Discovery lab, L1 | Brightmoor Labs | CC3217 - Discovery Biology | 5.6 | 10 | 0.56 | 3 | 1 | Supported | 1 | 4.4 | 19400 | 2 | 2 | 2.1 | Low
AR563263 | HPLC system SB-320 | Stability lab, L1 | Brightmoor Labs | CC3188 - Stability Testing | 2.8 | 10 | 0.28 | 3 | 0 | End of sale | 2 | 7.2 | 27880 | 1 | 1 | 1.8 | Low
AR590142 | Benchtop centrifuge LM-500 | Stability lab, L1 | Quillon Service | CC3188 - Stability Testing | 1.4 | 12 | 0.1167 | 2 | 1 | Supported | 1 | 10.6 | 6680 | 1 | 2 | 1.55 | Low
AR893744 | Dissolution tester VR-900 | Stability lab, L2 | OEM contract | CC3188 - Stability Testing | 7.1 | 12 | 0.5917 | 3 | 0 |  |  | 4.9 | 51200 | 2 | 1
AR382999 | Steam autoclave OK-980 | Pilot lab, L2 | Orrin Calibration | CC3233 - Pilot Plant | 9 | 15 | 0.6 | 4 | 2 | Supported | 1 | 6 | 49200 | 2 | 3 | 2.65 | Medium
AR282337 | Benchtop centrifuge VR-410 | Discovery lab, L3 | Orrin Calibration | CC3217 - Discovery Biology | 6.4 | 12 | 0.5333 | 3 | 0 | Supported | 1 | 5.6 | 4320 | 2 | 1 | 1.85 | Low
AR395214 | PH meter TR-850 | Process lab, L2 | Orrin Calibration | CC3160 - Process Development | 4.5 | 8 | 0.5625 | 1 | 1 | Supported | 1 | 3.5 | 1140 | 2 | 2 | 1.5 | Low
AR612665 | Analytical balance HX-340 | Process lab, L1 | In-house | CC3160 - Process Development | 4.3 | 12 | 0.3583 | 4 | 0 | Supported | 1 | 7.7 | 3750 | 1 | 1 | 1.9 | Low
AR406510 | Laboratory refrigerator ZK-900 | Bioassay lab, L2 | In-house | CC3120 - Bioassay Services | 0.4 | 12 | 0.0333 | 2 | 0 | End of support announced | 4 | 11.6 | 6700 | 1 | 1 | 1.9 | Low
AR851238 | PH meter TR-140 | Analytical lab, L1 | Larkspur Instruments | CC3105 - Analytical Chemistry | 3.3 | 8 | 0.4125 | 2 | 1 | Supported | 1 | 4.7 | 1320 | 1 | 2 | 1.55 | Low
AR330952 | PH meter TR-100 | Stability lab, L2 | Halcyon Field | CC3188 - Stability Testing | 5.9 | 8 | 0.7375 | 4 | 0 | End of support announced | 4 | 2.1 | 1210 | 2 | 1 | 2.75 | Medium
AR917533 | Water purification system LM-520 | Microbiology lab, L0 | In-house | CC3204 - Microbiology | 9.6 | 10 | 0.96 | 1 | 0 | End of sale | 2 | 0.4 | 12210 | 3 | 1 | 1.7 | Low
AR755763 | Biological safety cabinet HX-420 | Discovery lab, L3 | Quillon Service | CC3217 - Discovery Biology | 8.5 | 15 | 0.5667 | 2 | 0 | Limited parts availability | 3 | 6.5 | 18270 | 2 | 1 | 1.95 | Low
AR219504 | Tablet hardness tester VR-620 | Formulation lab, L1 | Brightmoor Labs | CC3142 - Formulation Science | 10.1 | 12 | 0.8417 | 1 | 1 | Supported | 1 | 1.9 | 9130 | 3 | 2 | 1.75 | Low
AR502974 | Analytical balance NE-250 | Formulation lab, L2 | Larkspur Instruments | CC3142 - Formulation Science | 7.5 | 12 | 0.625 | 2 | 0 | Supported | 1 | 4.5 | 2460 | 2 | 1 | 1.55 | Low
AR398225 | UHPLC system NE-700 | Process lab, L0 | Larkspur Instruments | CC3160 - Process Development | 2.5 | 10 | 0.25 | 3 | 0 | Supported | 1 | 7.5 | 40190 | 1 | 1 | 1.6 | Low
AR725382 | Real-time PCR system NE-210 | Bioassay lab, L2 | Halcyon Field | CC3120 - Bioassay Services | 0.5 | 8 | 0.0625 | 2 | 0 | Limited parts availability | 3 | 7.5 | 25950 | 1 | 1 | 1.7 | Low
AR679822 | PH meter SB-900 | Pilot lab, L0 | OEM contract | CC3233 - Pilot Plant | 5.5 | 8 | 0.6875 | 3 | 0 | Supported | 1 | 2.5 | 940 | 2 | 1 | 1.85 | Low
AR112686 | Laboratory refrigerator SB-120 | Analytical lab, L3 | Quillon Service | CC3105 - Analytical Chemistry | 9 | 12 | 0.75 | 3 | 2 | Supported | 1 | 3 | 1840 | 3 | 3 | 2.6 | Medium
AR283774 | Karl Fischer titrator QV-410 | Stability lab, L2 | In-house | CC3188 - Stability Testing | 7.6 | 10 | 0.76 | 3 | 0 | End of sale | 2 | 2.4 | 11630 | 3 | 1 | 2.3 | Low
AR777043 | Gas chromatograph ZK-600 | QC lab, L3 | Tamsin & Vale | CC3251 - QC Release | 5.2 | 12 | 0.4333 | 3 | 0 | Supported | 1 | 6.8 | 39400 | 1 | 1 | 1.6 | Low
AR284208 | FTIR spectrometer VR-120 | QC lab, L0 | In-house | CC3251 - QC Release | 3.8 | 12 | 0.3167 | 3 | 0 | Supported | 1 | 8.2 | 37370 | 1 | 1 | 1.6 | Low
AR270918 | Laboratory refrigerator ZK-820 | Metabolism lab, L1 | Larkspur Instruments | CC3276 - Metabolism and Residues | 1 | 12 | 0.0833 | 1 | 0 | Supported | 1 | 11 | 2860 | 1 | 1 | 1 | Low
AR670805 | Gas chromatograph SB-150 | Analytical lab, L3 | Quillon Service | CC3105 - Analytical Chemistry | 3.1 | 12 | 0.2583 | 2 | 0 | Supported | 1 | 8.9 | 38230 | 1 | 1 | 1.3 | Low
AR906709 | Laboratory refrigerator LM-480 | Analytical lab, L2 | Orrin Calibration | CC3105 - Analytical Chemistry | 10.5 | 12 | 0.875 | 2 | 0 |  |  | 1.5 | 2990 | 3 | 1
AR846607 | Analytical balance HX-780 | Discovery lab, L3 | OEM contract | CC3217 - Discovery Biology | 1.4 | 12 | 0.1167 | 1 | 0 | Supported | 1 | 10.6 | 7190 | 1 | 1 | 1 | Low
AR535328 | Benchtop centrifuge SB-620 | Analytical lab, L2 | Larkspur Instruments | CC3105 - Analytical Chemistry | 3.4 | 12 | 0.2833 | 2 | 0 | End of sale | 2 | 8.6 | 4440 | 1 | 1 | 1.5 | Low
AR994681 | PH meter NE-100 | Bioassay lab, L1 | Orrin Calibration | CC3120 - Bioassay Services | 2.1 | 8 | 0.2625 | 1 | 0 | End of sale | 2 | 5.9 | 1240 | 1 | 1 | 1.2 | Low
AR302735 | PH meter LM-450 | Bioassay lab, L0 | In-house | CC3120 - Bioassay Services | 4.1 | 8 | 0.5125 | 4 | 1 | Supported | 1 | 3.9 | 800 | 2 | 2 | 2.4 | Low
AR331143 | Benchtop centrifuge LM-550 | Pilot lab, L1 | In-house | CC3233 - Pilot Plant | 10.2 | 12 | 0.85 | 3 | 0 | End of sale | 2 | 1.8 | 5080 | 3 | 1 | 2.3 | Low
AR699870 | Laboratory refrigerator PD-580 | Process lab, L2 | Halcyon Field | CC3160 - Process Development | 13 | 12 | 1.0833 | 2 | 0 | Supported | 1 | -1 | 2990 | 4 | 1 | 2.05 | Low
AR229838 | CO2 incubator ZK-780 | Discovery lab, L1 | Larkspur Instruments | CC3217 - Discovery Biology | 1.3 | 12 | 0.1083 | 3 | 0 | Supported | 1 | 10.7 | 9810 | 1 | 1 | 1.6 | Low
AR201874 | Analytical balance QV-300 | Stability lab, L1 | In-house | CC3188 - Stability Testing | 8.5 | 12 | 0.7083 | 3 | 0 | Supported | 1 | 3.5 | 4170 | 2 | 1 | 1.85 | Low
AR269860 | Ultra-low temperature freezer ZK-400 | Process lab, L3 | Tamsin & Vale | CC3160 - Process Development | 1.8 | 10 | 0.18 | 1 | 0 | End of sale | 2 | 8.2 | 15270 | 1 | 1 | 1.2 | Low
AR931882 | Inverted microscope HX-520 | Bioassay lab, L0 | Halcyon Field | CC3120 - Bioassay Services | 10.3 | 15 | 0.6867 | 3 | 0 | No longer supported | 5 | 4.7 | 16310 | 2 | 1 | 2.65 | Medium
AR741750 | PH meter QV-680 | Site lab, L2 | Tamsin & Vale | CC3290 - Site Services | 13.6 | 8 | 1.7 | 2 | 0 | End of sale | 2 | -5.6 | 1060 | 5 | 1 | 2.5 | Medium
AR815235 | Real-time PCR system PD-780 | Discovery lab, L3 | In-house | CC3217 - Discovery Biology | 1.4 | 8 | 0.175 | 3 | 0 |  |  | 6.6 | 44330 | 1 | 1
AR332293 | GC-MS system ZK-450 | Formulation lab, L2 | Brightmoor Labs | CC3142 - Formulation Science | 4.1 | 10 | 0.41 | 2 | 0 | Supported | 1 | 5.9 | 76730 | 1 | 1 | 1.3 | Low
AR268518 | Ultracentrifuge VR-750 | Bioassay lab, L2 | OEM contract | CC3120 - Bioassay Services | 14 | 12 | 1.1667 | 3 | 0 | Supported | 1 | -2 | 70490 | 4 | 1 | 2.35 | Low
AR406998 | HPLC system PD-340 | Analytical lab, L1 | OEM contract | CC3105 - Analytical Chemistry | 3.9 | 10 | 0.39 | 4 | 0 | End of sale | 2 | 6.1 | 40490 | 1 | 1 | 2.1 | Low
AR735032 | Inverted microscope OK-320 | Pilot lab, L3 | Quillon Service | CC3233 - Pilot Plant | 2.6 | 15 | 0.1733 | 3 | 0 | End of support announced | 4 | 12.4 | 40700 | 1 | 1 | 2.2 | Low
AR235225 | Ultra-low temperature freezer PD-650 | Stability lab, L3 | Tamsin & Vale | CC3188 - Stability Testing | 10.3 | 10 | 1.03 | 3 | 2 | End of sale | 2 | -0.3 | 25260 | 4 | 3 | 3.05 | Medium
AR639321 | Benchtop centrifuge ZK-100 | Stability lab, L1 | Quillon Service | CC3188 - Stability Testing | 3.3 | 12 | 0.275 | 5 | 0 | Limited parts availability | 3 | 8.7 | 7670 | 1 | 1 | 2.6 | Medium
AR781837 | Analytical balance VR-410 | QC lab, L2 | Larkspur Instruments | CC3251 - QC Release | 1.1 | 12 | 0.0917 | 3 | 0 | Supported | 1 | 10.9 | 2490 | 1 | 1 | 1.6 | Low
AR556185 | Ultra-low temperature freezer SB-480 | Metabolism lab, L0 | Orrin Calibration | CC3276 - Metabolism and Residues | 6.8 | 10 | 0.68 | 3 | 0 | Supported | 1 | 3.2 | 10220 | 2 | 1 | 1.85 | Low
AR288218 | Benchtop centrifuge NE-810 | Process lab, L0 | Halcyon Field | CC3160 - Process Development | 16.1 | 12 | 1.3417 | 3 | 1 | End of sale | 2 | -4.1 | 6300 | 5 | 2 | 3.05 | Medium
AR260131 | Microplate reader PD-200 | Bioassay lab, L1 | Quillon Service | CC3120 - Bioassay Services | 3.9 | 9 | 0.4333 | 4 | 0 | End of sale | 2 | 5.1 | 61810 | 1 | 1 | 2.1 | Low
AR435631 | Benchtop centrifuge PD-110 | Process lab, L3 | In-house | CC3160 - Process Development | 16.8 | 12 | 1.4 | 2 | 1 | End of sale | 2 | -4.8 | 6490 | 5 | 2 | 2.75 | Medium
AR221579 | Particle size analyser SB-850 | Formulation lab, L2 | Orrin Calibration | CC3142 - Formulation Science | 5.4 | 12 | 0.45 | 1 | 0 | End of sale | 2 | 6.6 | 67810 | 1 | 1 | 1.2 | Low
AR399297 | Biological safety cabinet VR-750 | Discovery lab, L0 | In-house | CC3217 - Discovery Biology | 7.5 | 15 | 0.5 | 2 | 0 | End of sale | 2 | 7.5 | 27590 | 2 | 1 | 1.75 | Low
AR115002 | CO2 incubator LM-520 | Microbiology lab, L2 | Tamsin & Vale | CC3204 - Microbiology | 27.6 | 12 | 2.3 | 3 | 1 | Supported | 1 | -15.6 | 6050 | 5 | 2 | 2.85 | Medium
AR288985 | Stability chamber OK-220 | Stability lab, L3 | Quillon Service | CC3188 - Stability Testing | 6.3 | 15 | 0.42 | 2 | 0 | Limited parts availability | 3 | 8.7 | 49700 | 1 | 1 | 1.7 | Low
AR457252 | Microplate reader NE-620 | Discovery lab, L2 | Quillon Service | CC3217 - Discovery Biology | 8.1 | 9 | 0.9 | 1 | 0 | End of support announced | 4 | 0.9 | 78740 | 3 | 1 | 2.1 | Low
AR290794 | UV-Vis spectrophotometer LM-150 | Analytical lab, L0 | Quillon Service | CC3105 - Analytical Chemistry | 20.3 | 12 | 1.6917 | 3 | 2 | End of sale | 2 | -8.3 | 17890 | 5 | 3 | 3.3 | Medium
AR178577 | HPLC system TR-510 | Analytical lab, L2 | Halcyon Field | CC3105 - Analytical Chemistry | 8.3 | 10 | 0.83 | 2 | 0 | Supported | 1 | 1.7 | 35470 | 3 | 1 | 1.8 | Low
AR298859 | Tablet hardness tester VR-400 | Bioassay lab, L3 | OEM contract | CC3120 - Bioassay Services | 8 | 12 | 0.6667 | 2 | 0 | Supported | 1 | 4 | 5600 | 2 | 1 | 1.55 | Low
AR589481 | CO2 incubator HX-310 | Bioassay lab, L0 | Brightmoor Labs | CC3120 - Bioassay Services | 8.2 | 12 | 0.6833 | 5 | 0 | Limited parts availability | 3 | 3.8 | 5390 | 2 | 1 | 2.85 | Medium
AR580982 | CO2 incubator NE-650 | Microbiology lab, L2 | Brightmoor Labs | CC3204 - Microbiology | 7.6 | 12 | 0.6333 | 1 | 0 | Supported | 1 | 4.4 | 6660 | 2 | 1 | 1.25 | Low
AR281953 | UHPLC system SB-280 | Analytical lab, L0 | In-house | CC3105 - Analytical Chemistry | 3.8 | 10 | 0.38 | 3 | 0 | Supported | 1 | 6.2 | 32990 | 1 | 1 | 1.6 | Low
AR392356 | Microplate reader NE-540 | Bioassay lab, L0 | Brightmoor Labs | CC3120 - Bioassay Services | 4.8 | 9 | 0.5333 | 3 | 0 | Supported | 1 | 4.2 | 34060 | 2 | 1 | 1.85 | Low
AR412463 | Jacketed reactor system NE-750 | Pilot lab, L0 | OEM contract | CC3233 - Pilot Plant | 1.5 | 15 | 0.1 | 2 | 0 | End of support announced | 4 | 13.5 | 174800 | 1 | 1 | 1.9 | Low
AR514630 | Benchtop centrifuge SB-600 | Analytical lab, L3 | In-house | CC3105 - Analytical Chemistry | 1.1 | 12 | 0.0917 | 3 | 0 | End of sale | 2 | 10.9 | 6320 | 1 | 1 | 1.8 | Low
AR255239 | Biological safety cabinet HX-380 | Discovery lab, L1 | Orrin Calibration | CC3217 - Discovery Biology | 9.9 | 15 | 0.66 | 3 | 0 | Supported | 1 | 5.1 | 10970 | 2 | 1 | 1.85 | Low
AR265272 | Laboratory refrigerator HX-140 | Stability lab, L2 | OEM contract | CC3188 - Stability Testing | 3.6 | 12 | 0.3 | 3 | 0 | No longer supported | 5 | 8.4 | 2550 | 1 | 1 | 2.4 | Low
AR140633 | Microbalance SB-150 | Analytical lab, L3 | In-house | CC3105 - Analytical Chemistry | 10.5 | 12 | 0.875 | 3 | 0 | Supported | 1 | 1.5 | 11650 | 3 | 1 | 2.1 | Low
AR384991 | Microplate reader TR-910 | Discovery lab, L2 | Quillon Service | CC3217 - Discovery Biology | 0.8 | 9 | 0.0889 | 3 | 0 | Supported | 1 | 8.2 | 53900 | 1 | 1 | 1.6 | Low
AR555565 | Analytical balance OK-880 | Process lab, L2 | In-house | CC3160 - Process Development | 10.7 | 12 | 0.8917 | 2 | 0 | Supported | 1 | 1.3 | 5420 | 3 | 1 | 1.8 | Low
AR225314 | Karl Fischer titrator VR-800 | Formulation lab, L3 | OEM contract | CC3142 - Formulation Science | 2.1 | 10 | 0.21 | 2 | 0 | Supported | 1 | 7.9 | 9650 | 1 | 1 | 1.3 | Low
AR471084 | Ultra-low temperature freezer OK-400 | Formulation lab, L0 | Larkspur Instruments | CC3142 - Formulation Science | 3.8 | 10 | 0.38 | 2 | 1 | Supported | 1 | 6.2 | 22280 | 1 | 2 | 1.55 | Low
AR953775 | HPLC system SB-800 | Formulation lab, L3 | OEM contract | CC3142 - Formulation Science | 2.2 | 10 | 0.22 | 2 | 1 | End of support announced | 4 | 7.8 | 49590 | 1 | 2 | 2.15 | Low
AR234274 | Inverted microscope TR-150 | Stability lab, L2 | Brightmoor Labs | CC3188 - Stability Testing | 5.3 | 15 | 0.3533 | 4 | 1 | Supported | 1 | 9.7 | 39840 | 1 | 2 | 2.15 | Low
AR222441 | CO2 incubator VR-140 | Discovery lab, L0 | Quillon Service | CC3217 - Discovery Biology | 1.8 | 12 | 0.15 | 2 | 0 | End of sale | 2 | 10.2 | 9710 | 1 | 1 | 1.5 | Low
AR967277 | Ultra-low temperature freezer LM-140 | Metabolism lab, L1 | Halcyon Field | CC3276 - Metabolism and Residues | 7.5 | 10 | 0.75 | 2 | 0 | Limited parts availability | 3 | 2.5 | 22830 | 3 | 1 | 2.2 | Low
AR409674 | LC-MS system OK-410 | Analytical lab, L2 | Quillon Service | CC3105 - Analytical Chemistry | 2.9 | 9 | 0.3222 | 3 | 1 | Supported | 1 | 6.1 | 201270 | 1 | 2 | 1.85 | Low
AR978099 | Karl Fischer titrator OK-980 | Bioassay lab, L3 | Quillon Service | CC3120 - Bioassay Services | 14.5 | 10 | 1.45 | 1 | 2 | Supported | 1 | -4.5 | 11630 | 5 | 3 | 2.5 | Medium
AR724471 | Water purification system QV-480 | Bioassay lab, L3 | Brightmoor Labs | CC3120 - Bioassay Services | 7.9 | 10 | 0.79 | 2 | 0 | Supported | 1 | 2.1 | 17890 | 3 | 1 | 1.8 | Low
AR408623 | Steam autoclave PD-610 | Pilot lab, L1 | In-house | CC3233 - Pilot Plant | 6.9 | 15 | 0.46 | 1 | 0 | Supported | 1 | 8.1 | 30270 | 1 | 1 | 1 | Low
AR147672 | Steam autoclave LM-310 | Pilot lab, L3 | OEM contract | CC3233 - Pilot Plant | 13.1 | 15 | 0.8733 | 3 | 1 | Supported | 1 | 1.9 | 30910 | 3 | 2 | 2.35 | Low
AR883351 | Laboratory refrigerator OK-620 | Microbiology lab, L3 | In-house | CC3204 - Microbiology | 14.4 | 12 | 1.2 | 3 | 2 | Supported | 1 | -2.4 | 2190 | 4 | 3 | 2.85 | Medium
AR654548 | UHPLC system NE-140 | Metabolism lab, L0 | Quillon Service | CC3276 - Metabolism and Residues | 2.9 | 10 | 0.29 | 3 | 0 | End of support announced | 4 | 7.1 | 87850 | 1 | 1 | 2.2 | Low
AR206571 | Real-time PCR system TR-750 | Bioassay lab, L2 | OEM contract | CC3120 - Bioassay Services | 12.5 | 8 | 1.5625 | 2 | 1 | Supported | 1 | -4.5 | 18470 | 5 | 2 | 2.55 | Medium
AR313772 | PH meter HX-550 | Process lab, L1 | Orrin Calibration | CC3160 - Process Development | 4.6 | 8 | 0.575 | 2 | 0 | End of sale | 2 | 3.4 | 1280 | 2 | 1 | 1.75 | Low
AR602341 | HPLC system OK-210 | QC lab, L1 | In-house | CC3251 - QC Release | 11.1 | 10 | 1.11 | 3 | 0 | Supported | 1 | -1.1 | 49580 | 4 | 1 | 2.35 | Low
AR151888 | Microplate reader OK-300 | QC lab, L0 | Orrin Calibration | CC3251 - QC Release | 3.9 | 9 | 0.4333 | 2 | 1 | Supported | 1 | 5.1 | 118170 | 1 | 2 | 1.55 | Low
AR208340 | HPLC system VR-610 | Analytical lab, L2 | OEM contract | CC3105 - Analytical Chemistry | 12.7 | 10 | 1.27 | 4 | 0 | Limited parts availability | 3 | -2.7 | 35920 | 5 | 1 | 3.3 | Medium
AR340258 | LC-MS system TR-350 | Metabolism lab, L3 | In-house | CC3276 - Metabolism and Residues | 4.2 | 9 | 0.4667 | 2 | 1 | Supported | 1 | 4.8 | 230530 | 1 | 2 | 1.55 | Low
AR644394 | Liquid handling workstation NE-850 | Process lab, L0 | In-house | CC3160 - Process Development | 6.7 | 10 | 0.67 | 2 | 1 | Supported | 1 | 3.3 | 86910 | 2 | 2 | 1.8 | Low
AR196178 | GC-MS system PD-340 | Metabolism lab, L0 | Quillon Service | CC3276 - Metabolism and Residues | 8.5 | 10 | 0.85 | 3 | 1 | Supported | 1 | 1.5 | 184500 | 3 | 2 | 2.35 | Low
AR793184 | UV-Vis spectrophotometer QV-580 | QC lab, L1 | Quillon Service | CC3251 - QC Release | 3.5 | 12 | 0.2917 | 4 | 0 |  |  | 8.5 | 20070 | 1 | 1
AR167336 | HPLC system PD-250 | Formulation lab, L3 | Orrin Calibration | CC3142 - Formulation Science | 7.1 | 10 | 0.71 | 3 | 0 | Supported | 1 | 2.9 | 43100 | 2 | 1 | 1.85 | Low
AR447706 | Benchtop centrifuge PD-210 | Microbiology lab, L0 | Brightmoor Labs | CC3204 - Microbiology | 3.5 | 12 | 0.2917 | 3 | 0 | Supported | 1 | 8.5 | 5630 | 1 | 1 | 1.6 | Low
AR324933 | CO2 incubator HX-480 | Discovery lab, L1 | In-house | CC3217 - Discovery Biology | 1.8 | 12 | 0.15 | 1 | 0 | Limited parts availability | 3 | 10.2 | 6950 | 1 | 1 | 1.4 | Low
AR203277 | Gas chromatograph QV-720 | Analytical lab, L0 | Halcyon Field | CC3105 - Analytical Chemistry | 21.2 | 12 | 1.7667 | 1 | 0 | End of sale | 2 | -9.2 | 75620 | 5 | 1 | 2.2 | Low
AR240644 | Tablet hardness tester NE-280 | QC lab, L0 | OEM contract | CC3251 - QC Release | 7 | 12 | 0.5833 | 3 | 0 | End of sale | 2 | 5 | 10810 | 2 | 1 | 2.05 | Low
AR647116 | Karl Fischer titrator TR-410 | QC lab, L3 | OEM contract | CC3251 - QC Release | 7.1 | 10 | 0.71 | 1 | 0 | Supported | 1 | 2.9 | 10110 | 2 | 1 | 1.25 | Low
AR163124 | CO2 incubator SB-940 | Discovery lab, L3 | Brightmoor Labs | CC3217 - Discovery Biology | 20.8 | 12 | 1.7333 | 3 | 0 | Supported | 1 | -8.8 | 9410 | 5 | 1 | 2.6 | Medium
AR731676 | Water purification system OK-940 | Process lab, L1 | Orrin Calibration | CC3160 - Process Development | 12.9 | 10 | 1.29 | 4 | 0 | No longer supported | 5 | -2.9 | 23150 | 5 | 1 | 3.7 | Medium
AR125594 | Biological safety cabinet QV-540 | Discovery lab, L3 | Larkspur Instruments | CC3217 - Discovery Biology | 17.8 | 15 | 1.1867 | 3 | 1 | End of sale | 2 | -2.8 | 12950 | 4 | 2 | 2.8 | Medium
AR497538 | PH meter SB-500 | Stability lab, L1 | Larkspur Instruments | CC3188 - Stability Testing | 6.4 | 8 | 0.8 | 4 | 0 | Supported | 1 | 1.6 | 1890 | 3 | 1 | 2.4 | Low
AR555143 | Liquid handling workstation SB-840 | Bioassay lab, L2 | Quillon Service | CC3120 - Bioassay Services | 3.5 | 10 | 0.35 | 3 | 1 | End of sale | 2 | 6.5 | 57720 | 1 | 2 | 2.05 | Low
AR499228 | PH meter LM-110 | Process lab, L2 | OEM contract | CC3160 - Process Development | 1.6 | 8 | 0.2 | 1 | 0 | Supported | 1 | 6.4 | 2680 | 1 | 1 | 1 | Low
AR641598 | Ultra-low temperature freezer ZK-820 | Analytical lab, L3 | Quillon Service | CC3105 - Analytical Chemistry | 4.9 | 10 | 0.49 | 3 | 0 | Supported | 1 | 5.1 | 11700 | 1 | 1 | 1.6 | Low
AR441638 | Rotary evaporator VR-920 | Pilot lab, L2 | Larkspur Instruments | CC3233 - Pilot Plant | 10.5 | 10 | 1.05 | 3 | 0 | Supported | 1 | -0.5 | 8210 | 4 | 1 | 2.35 | Low
AR189964 | Laboratory refrigerator NE-580 | Process lab, L2 | Orrin Calibration | CC3160 - Process Development | 12.9 | 12 | 1.075 | 2 | 0 | End of support announced | 4 | -0.9 | 1620 | 4 | 1 | 2.65 | Medium
AR882247 | Real-time PCR system OK-850 | Site lab, L1 | OEM contract | CC3290 - Site Services | 1.3 | 8 | 0.1625 | 3 | 0 | Supported | 1 | 6.7 | 58790 | 1 | 1 | 1.6 | Low
AR715531 | PH meter PD-300 | Metabolism lab, L1 | Brightmoor Labs | CC3276 - Metabolism and Residues | 6.8 | 8 | 0.85 | 1 | 0 | Supported | 1 | 1.2 | 1490 | 3 | 1 | 1.5 | Low
AR186928 | Thermal cycler PD-620 | Bioassay lab, L0 | Halcyon Field | CC3120 - Bioassay Services | 4.2 | 8 | 0.525 | 3 | 0 |  |  | 3.8 | 12730 | 2 | 1
AR360124 | HPLC system LM-180 | Process lab, L2 | Larkspur Instruments | CC3160 - Process Development | 17.1 | 10 | 1.71 | 2 | 2 | End of sale | 2 | -7.1 | 54330 | 5 | 3 | 3 | Medium
AR192334 | Tablet hardness tester NE-950 | Formulation lab, L2 | Tamsin & Vale | CC3142 - Formulation Science | 24.3 | 12 | 2.025 | 2 | 0 | Supported | 1 | -12.3 | 8940 | 5 | 1 | 2.3 | Low
AR238930 | Benchtop centrifuge ZK-200 | Bioassay lab, L3 | Quillon Service | CC3120 - Bioassay Services | 6.5 | 12 | 0.5417 | 2 | 0 | Supported | 1 | 5.5 | 5500 | 2 | 1 | 1.55 | Low
AR811623 | HPLC system TR-880 | Analytical lab, L1 | OEM contract | CC3105 - Analytical Chemistry | 4.8 | 10 | 0.48 | 5 | 0 | Limited parts availability | 3 | 5.2 | 27160 | 1 | 1 | 2.6 | Medium
AR374922 | Benchtop centrifuge PD-710 | Metabolism lab, L2 | In-house | CC3276 - Metabolism and Residues | 3 | 12 | 0.25 | 2 | 0 | Supported | 1 | 9 | 5720 | 1 | 1 | 1.3 | Low
AR824398 | HPLC system OK-680 | Stability lab, L0 | In-house | CC3188 - Stability Testing | 9.2 | 10 | 0.92 | 4 | 0 | Supported | 1 | 0.8 | 18280 | 3 | 1 | 2.4 | Low
AR954960 | HPLC system ZK-150 | Analytical lab, L1 | Brightmoor Labs | CC3105 - Analytical Chemistry | 3.4 | 10 | 0.34 | 3 | 0 | Supported | 1 | 6.6 | 57060 | 1 | 1 | 1.6 | Low
AR971641 | Analytical balance NE-840 | Formulation lab, L2 | Larkspur Instruments | CC3142 - Formulation Science | 6.6 | 12 | 0.55 | 2 | 0 | Limited parts availability | 3 | 5.4 | 2260 | 2 | 1 | 1.95 | Low
AR230808 | Benchtop centrifuge OK-480 | Microbiology lab, L0 | Larkspur Instruments | CC3204 - Microbiology | 10.2 | 12 | 0.85 | 4 | 0 | Supported | 1 | 1.8 | 7060 | 3 | 1 | 2.4 | Low
AR445288 | UHPLC system NE-300 | Analytical lab, L2 | Brightmoor Labs | CC3105 - Analytical Chemistry | 2.6 | 10 | 0.26 | 2 | 1 |  |  | 7.4 | 49000 | 1 | 2
AR921215 | Dissolution tester NE-200 | QC lab, L3 | In-house | CC3251 - QC Release | 9 | 12 | 0.75 | 3 | 0 | End of sale | 2 | 3 | 19690 | 3 | 1 | 2.3 | Low
AR454117 | Biological safety cabinet OK-920 | Microbiology lab, L3 | OEM contract | CC3204 - Microbiology | 9.9 | 15 | 0.66 | 3 | 0 | No longer supported | 5 | 5.1 | 8890 | 2 | 1 | 2.65 | Medium
AR739257 | HPLC system PD-880 | Analytical lab, L3 | In-house | CC3105 - Analytical Chemistry | 3.3 | 10 | 0.33 | 2 | 0 | End of sale | 2 | 6.7 | 25220 | 1 | 1 | 1.5 | Low
AR674388 | Gas chromatograph SB-120 | Analytical lab, L1 | OEM contract | CC3105 - Analytical Chemistry | 9.6 | 12 | 0.8 | 2 | 1 | End of sale | 2 | 2.4 | 53300 | 3 | 2 | 2.25 | Low
AR765536 | Biological safety cabinet OK-600 | Discovery lab, L0 | In-house | CC3217 - Discovery Biology | 19 | 15 | 1.2667 | 2 | 2 | Supported | 1 | -4 | 12010 | 5 | 3 | 2.8 | Medium
AR432962 | Biological safety cabinet PD-450 | Bioassay lab, L0 | In-house | CC3120 - Bioassay Services | 5 | 15 | 0.3333 | 3 | 1 | Supported | 1 | 10 | 22220 | 1 | 2 | 1.85 | Low
AR907026 | FTIR spectrometer VR-420 | Formulation lab, L2 | Halcyon Field | CC3142 - Formulation Science | 7 | 12 | 0.5833 | 3 | 0 | Supported | 1 | 5 | 37380 | 2 | 1 | 1.85 | Low
AR919611 | Biological safety cabinet NE-210 | Metabolism lab, L2 | Larkspur Instruments | CC3276 - Metabolism and Residues | 6.7 | 15 | 0.4467 | 1 | 1 | Supported | 1 | 8.3 | 14410 | 1 | 2 | 1.25 | Low
AR475388 | Water purification system PD-740 | Microbiology lab, L2 | Halcyon Field | CC3204 - Microbiology | 3 | 10 | 0.3 | 3 | 0 | End of sale | 2 | 7 | 30440 | 1 | 1 | 1.8 | Low
AR961947 | UHPLC system HX-180 | Metabolism lab, L3 | In-house | CC3276 - Metabolism and Residues | 6 | 10 | 0.6 | 1 | 0 | End of sale | 2 | 4 | 55110 | 2 | 1 | 1.45 | Low
AR339909 | Analytical balance PD-520 | Discovery lab, L3 | OEM contract | CC3217 - Discovery Biology | 3.5 | 12 | 0.2917 | 3 | 0 | Supported | 1 | 8.5 | 3300 | 1 | 1 | 1.6 | Low
AR494590 | HPLC system SB-940 | Stability lab, L2 | Brightmoor Labs | CC3188 - Stability Testing | 0.7 | 10 | 0.07 | 2 | 0 | Supported | 1 | 9.3 | 52290 | 1 | 1 | 1.3 | Low
AR880003 | GC-MS system HX-600 | QC lab, L3 | In-house | CC3251 - QC Release | 7.1 | 10 | 0.71 | 2 | 2 | Supported | 1 | 2.9 | 135940 | 2 | 3 | 2.05 | Low
AR651814 | PH meter QV-810 | Formulation lab, L0 | Quillon Service | CC3142 - Formulation Science | 5.2 | 8 | 0.65 | 2 | 0 | Limited parts availability | 3 | 2.8 | 1000 | 2 | 1 | 1.95 | Low
AR521776 | HPLC system TR-780 | Formulation lab, L2 | OEM contract | CC3142 - Formulation Science | 13 | 10 | 1.3 | 4 | 0 | Supported | 1 | -3 | 41700 | 5 | 1 | 2.9 | Medium
AR718914 | HPLC system VR-910 | Pilot lab, L0 | Halcyon Field | CC3233 - Pilot Plant | 1.2 | 10 | 0.12 | 3 | 0 | Supported | 1 | 8.8 | 30080 | 1 | 1 | 1.6 | Low
AR764149 | Gas chromatograph VR-540 | Analytical lab, L0 | OEM contract | CC3105 - Analytical Chemistry | 11.1 | 12 | 0.925 | 3 | 0 | Supported | 1 | 0.9 | 42820 | 3 | 1 | 2.1 | Low
AR530611 | Laboratory refrigerator QV-980 | QC lab, L2 | In-house | CC3251 - QC Release | 9.3 | 12 | 0.775 | 3 | 1 | Limited parts availability | 3 | 2.7 | 5280 | 3 | 2 | 2.75 | Medium
AR185562 | Microbalance TR-200 | Analytical lab, L3 | Tamsin & Vale | CC3105 - Analytical Chemistry | 5.8 | 12 | 0.4833 | 2 | 0 | End of support announced | 4 | 6.2 | 15130 | 1 | 1 | 1.9 | Low
AR769363 | Analytical balance TR-420 | Bioassay lab, L3 | OEM contract | CC3120 - Bioassay Services | 5.9 | 12 | 0.4917 | 3 | 0 | Supported | 1 | 6.1 | 3090 | 1 | 1 | 1.6 | Low
AR838087 | UHPLC system NE-620 | Metabolism lab, L1 | Larkspur Instruments | CC3276 - Metabolism and Residues | 7.6 | 10 | 0.76 | 1 | 0 | No longer supported | 5 | 2.4 | 44190 | 3 | 1 | 2.3 | Low
AR763630 | UHPLC system SB-980 | Analytical lab, L3 | Tamsin & Vale | CC3105 - Analytical Chemistry | 15.4 | 10 | 1.54 | 3 | 0 | No longer supported | 5 | -5.4 | 49300 | 5 | 1 | 3.4 | Medium
AR438409 | Laboratory refrigerator HX-140 | Formulation lab, L2 | Halcyon Field | CC3142 - Formulation Science | 5 | 12 | 0.4167 | 3 | 0 | Supported | 1 | 7 | 3740 | 1 | 1 | 1.6 | Low
AR198750 | Ultra-low temperature freezer QV-850 | Site lab, L1 | Larkspur Instruments | CC3290 - Site Services | 2.6 | 10 | 0.26 | 1 | 0 | Supported | 1 | 7.4 | 13250 | 1 | 1 | 1 | Low
AR959495 | Rotary evaporator PD-320 | Formulation lab, L1 | OEM contract | CC3142 - Formulation Science | 5.7 | 10 | 0.57 | 1 | 0 | Supported | 1 | 4.3 | 7840 | 2 | 1 | 1.25 | Low
AR498235 | Benchtop centrifuge NE-110 | Analytical lab, L0 | Quillon Service | CC3105 - Analytical Chemistry | 11.3 | 12 | 0.9417 | 3 | 0 | Supported | 1 | 0.7 | 7690 | 3 | 1 | 2.1 | Low
AR706311 | Analytical balance SB-320 | Discovery lab, L2 | In-house | CC3217 - Discovery Biology | 2.2 | 12 | 0.1833 | 2 | 0 | Supported | 1 | 9.8 | 3170 | 1 | 1 | 1.3 | Low
AR433932 | HPLC system QV-420 | Stability lab, L3 | Larkspur Instruments | CC3188 - Stability Testing | 11.5 | 10 | 1.15 | 2 | 0 | Limited parts availability | 3 | -1.5 | 39060 | 4 | 1 | 2.45 | Low
AR267554 | Ultra-low temperature freezer LM-500 | Microbiology lab, L1 | In-house | CC3204 - Microbiology | 16.2 | 10 | 1.62 | 2 | 0 | End of sale | 2 | -6.2 | 9260 | 5 | 1 | 2.5 | Medium
AR319470 | Analytical balance SB-680 | Microbiology lab, L2 | Brightmoor Labs | CC3204 - Microbiology | 9.4 | 12 | 0.7833 | 1 | 0 | Limited parts availability | 3 | 2.6 | 3560 | 3 | 1 | 1.9 | Low
AR377226 | Inverted microscope HX-220 | Metabolism lab, L3 | OEM contract | CC3276 - Metabolism and Residues | 15.2 | 15 | 1.0133 | 2 | 0 | End of sale | 2 | -0.2 | 18220 | 4 | 1 | 2.25 | Low
AR574153 | Inverted microscope TR-350 | Discovery lab, L3 | Quillon Service | CC3217 - Discovery Biology | 9.3 | 15 | 0.62 | 4 | 0 | End of sale | 2 | 5.7 | 22520 | 2 | 1 | 2.35 | Low
AR864952 | HPLC system SB-350 | QC lab, L0 | Tamsin & Vale | CC3251 - QC Release | 9.4 | 10 | 0.94 | 2 | 0 | End of sale | 2 | 0.6 | 41180 | 3 | 1 | 2 | Low
AR320645 | Laboratory refrigerator TR-680 | Pilot lab, L0 | Larkspur Instruments | CC3233 - Pilot Plant | 1.9 | 12 | 0.1583 | 3 | 0 | Supported | 1 | 10.1 | 7380 | 1 | 1 | 1.6 | Low
AR429951 | Stability chamber PD-420 | Stability lab, L0 | Larkspur Instruments | CC3188 - Stability Testing | 0.3 | 15 | 0.02 | 3 | 0 | Supported | 1 | 14.7 | 49740 | 1 | 1 | 1.6 | Low
AR918431 | Real-time PCR system HX-540 | Microbiology lab, L1 | Larkspur Instruments | CC3204 - Microbiology | 2.8 | 8 | 0.35 | 2 | 0 | Supported | 1 | 5.2 | 62050 | 1 | 1 | 1.3 | Low
AR881324 | Analytical balance NE-350 | Analytical lab, L3 | Halcyon Field | CC3105 - Analytical Chemistry | 4.5 | 12 | 0.375 | 3 | 0 |  |  | 7.5 | 5020 | 1 | 1
AR674467 | CO2 incubator VR-120 | Process lab, L1 | Larkspur Instruments | CC3160 - Process Development | 3 | 12 | 0.25 | 2 | 0 | End of support announced | 4 | 9 | 5830 | 1 | 1 | 1.9 | Low
AR369566 | Analytical balance SB-580 | Microbiology lab, L1 | Larkspur Instruments | CC3204 - Microbiology | 4.5 | 12 | 0.375 | 2 | 0 | Supported | 1 | 7.5 | 6910 | 1 | 1 | 1.3 | Low
AR759717 | Water purification system OK-950 | Pilot lab, L0 | In-house | CC3233 - Pilot Plant | 1.2 | 10 | 0.12 | 4 | 0 | Supported | 1 | 8.8 | 21070 | 1 | 1 | 1.9 | Low
AR178103 | PH meter QV-610 | Bioassay lab, L1 | Quillon Service | CC3120 - Bioassay Services | 10.5 | 8 | 1.3125 | 2 | 1 | Supported | 1 | -2.5 | 1160 | 5 | 2 | 2.55 | Medium
AR756342 | Analytical balance LM-580 | Site lab, L1 | Quillon Service | CC3290 - Site Services | 6.5 | 12 | 0.5417 | 3 | 0 | Supported | 1 | 5.5 | 7030 | 2 | 1 | 1.85 | Low
AR807717 | GC-MS system QV-610 | Bioassay lab, L3 | In-house | CC3120 - Bioassay Services | 7.1 | 10 | 0.71 | 3 | 1 | Supported | 1 | 2.9 | 101990 | 2 | 2 | 2.1 | Low
AR635844 | HPLC system OK-300 | Analytical lab, L0 | Brightmoor Labs | CC3105 - Analytical Chemistry | 21.3 | 10 | 2.13 | 2 | 0 | Supported | 1 | -11.3 | 41760 | 5 | 1 | 2.3 | Low
AR268680 | Liquid handling workstation TR-950 | Bioassay lab, L1 | In-house | CC3120 - Bioassay Services | 3.9 | 10 | 0.39 | 1 | 0 | Limited parts availability | 3 | 6.1 | 178380 | 1 | 1 | 1.4 | Low
AR286597 | Analytical balance NE-920 | Process lab, L3 | Halcyon Field | CC3160 - Process Development | 6.3 | 12 | 0.525 | 2 | 0 | Limited parts availability | 3 | 5.7 | 2310 | 2 | 1 | 1.95 | Low
AR822852 | PH meter TR-540 | Pilot lab, L3 | In-house | CC3233 - Pilot Plant | 0.8 | 8 | 0.1 | 3 | 0 | End of sale | 2 | 7.2 | 790 | 1 | 1 | 1.8 | Low
AR373781 | Water purification system TR-680 | Analytical lab, L2 | OEM contract | CC3105 - Analytical Chemistry | 2.5 | 10 | 0.25 | 4 | 0 | Supported | 1 | 7.5 | 14310 | 1 | 1 | 1.9 | Low
AR557314 | Biological safety cabinet TR-310 | Bioassay lab, L1 | Quillon Service | CC3120 - Bioassay Services | 3.3 | 15 | 0.22 | 3 | 1 | Limited parts availability | 3 | 11.7 | 13120 | 1 | 2 | 2.25 | Low
AR291498 | Rotary evaporator TR-920 | Formulation lab, L2 | OEM contract | CC3142 - Formulation Science | 11.5 | 10 | 1.15 | 3 | 0 | Supported | 1 | -1.5 | 8550 | 4 | 1 | 2.35 | Low
AR860669 | Analytical balance VR-840 | Pilot lab, L3 | OEM contract | CC3233 - Pilot Plant | 3.2 | 12 | 0.2667 | 2 | 0 | Supported | 1 | 8.8 | 8970 | 1 | 1 | 1.3 | Low
AR581558 | UV-Vis spectrophotometer NE-100 | Process lab, L1 | OEM contract | CC3160 - Process Development | 13.6 | 12 | 1.1333 | 3 | 0 | Limited parts availability | 3 | -1.6 | 17780 | 4 | 1 | 2.75 | Medium
AR471385 | Biological safety cabinet OK-180 | Microbiology lab, L3 | Larkspur Instruments | CC3204 - Microbiology | 15.9 | 15 | 1.06 | 2 | 0 | Supported | 1 | -0.9 | 12300 | 4 | 1 | 2.05 | Low
AR857067 | HPLC system PD-710 | Stability lab, L1 | Halcyon Field | CC3188 - Stability Testing | 7.1 | 10 | 0.71 | 4 | 1 | No longer supported | 5 | 2.9 | 39850 | 2 | 2 | 3.2 | Medium
AR994908 | Thermal cycler OK-100 | Discovery lab, L2 | OEM contract | CC3217 - Discovery Biology | 16.2 | 8 | 2.025 | 3 | 0 | End of sale | 2 | -8.2 | 5390 | 5 | 1 | 2.8 | Medium
AR111138 | Ultra-low temperature freezer LM-420 | Analytical lab, L1 | Larkspur Instruments | CC3105 - Analytical Chemistry | 1.1 | 10 | 0.11 | 2 | 0 | Supported | 1 | 8.9 | 6600 | 1 | 1 | 1.3 | Low
AR539887 | Stability chamber PD-980 | Stability lab, L3 | Tamsin & Vale | CC3188 - Stability Testing | 6 | 15 | 0.4 | 3 | 0 | Supported | 1 | 9 | 30900 | 1 | 1 | 1.6 | Low
AR794504 | Ultra-low temperature freezer LM-840 | Microbiology lab, L0 | Larkspur Instruments | CC3204 - Microbiology | 10.3 | 10 | 1.03 | 2 | 0 | Supported | 1 | -0.3 | 13420 | 4 | 1 | 2.05 | Low
AR451049 | HPLC system OK-400 | Formulation lab, L1 | Halcyon Field | CC3142 - Formulation Science | 8.9 | 10 | 0.89 | 2 | 0 | End of support announced | 4 | 1.1 | 40950 | 3 | 1 | 2.4 | Low
AR878739 | FTIR spectrometer TR-800 | Analytical lab, L0 | In-house | CC3105 - Analytical Chemistry | 2.1 | 12 | 0.175 | 2 | 0 | Supported | 1 | 9.9 | 33720 | 1 | 1 | 1.3 | Low
AR225336 | Analytical balance LM-880 | Microbiology lab, L3 | Orrin Calibration | CC3204 - Microbiology | 10.1 | 12 | 0.8417 | 3 | 0 | Limited parts availability | 3 | 1.9 | 6950 | 3 | 1 | 2.5 | Medium
AR182362 | Thermal cycler QV-410 | Discovery lab, L3 | Orrin Calibration | CC3217 - Discovery Biology | 7.2 | 8 | 0.9 | 1 | 0 | Supported | 1 | 0.8 | 10880 | 3 | 1 | 1.5 | Low
AR404677 | Water purification system TR-550 | Process lab, L2 | Tamsin & Vale | CC3160 - Process Development | 6.1 | 10 | 0.61 | 3 | 1 | Supported | 1 | 3.9 | 12160 | 2 | 2 | 2.1 | Low
AR887895 | Laboratory refrigerator OK-850 | Analytical lab, L2 | In-house | CC3105 - Analytical Chemistry | 2.1 | 12 | 0.175 | 1 | 1 | Supported | 1 | 9.9 | 2710 | 1 | 2 | 1.25 | Low
AR711809 | Analytical balance QV-580 | Process lab, L3 | Quillon Service | CC3160 - Process Development | 5.1 | 12 | 0.425 | 2 | 0 | Supported | 1 | 6.9 | 4300 | 1 | 1 | 1.3 | Low
AR342652 | Microplate reader SB-280 | Discovery lab, L1 | Orrin Calibration | CC3217 - Discovery Biology | 5.4 | 9 | 0.6 | 2 | 0 | No longer supported | 5 | 3.6 | 48440 | 2 | 1 | 2.35 | Low
AR587633 | Laboratory refrigerator VR-500 | Discovery lab, L1 | Brightmoor Labs | CC3217 - Discovery Biology | 7.9 | 12 | 0.6583 | 2 | 0 | Supported | 1 | 4.1 | 2830 | 2 | 1 | 1.55 | Low
AR505795 | FTIR spectrometer NE-980 | Formulation lab, L1 | Larkspur Instruments | CC3142 - Formulation Science | 5.2 | 12 | 0.4333 | 2 | 0 | End of support announced | 4 | 6.8 | 21150 | 1 | 1 | 1.9 | Low
AR304585 | UHPLC system LM-300 | Analytical lab, L2 | Halcyon Field | CC3105 - Analytical Chemistry | 8.9 | 10 | 0.89 | 2 | 0 |  |  | 1.1 | 77470 | 3 | 1
AR697359 | Ultra-low temperature freezer VR-350 | Discovery lab, L2 | In-house | CC3217 - Discovery Biology | 5.6 | 10 | 0.56 | 3 | 0 | No longer supported | 5 | 4.4 | 12600 | 2 | 1 | 2.65 | Medium
AR686500 | Water purification system NE-220 | Site lab, L2 | OEM contract | CC3290 - Site Services | 4.2 | 10 | 0.42 | 2 | 1 | Supported | 1 | 5.8 | 10580 | 1 | 2 | 1.55 | Low
AR121489 | PH meter VR-550 | Process lab, L2 | Orrin Calibration | CC3160 - Process Development | 2.8 | 8 | 0.35 | 3 | 0 | Supported | 1 | 5.2 | 1080 | 1 | 1 | 1.6 | Low
AR718575 | Analytical balance QV-880 | Microbiology lab, L2 | Larkspur Instruments | CC3204 - Microbiology | 2.7 | 12 | 0.225 | 2 | 1 | Supported | 1 | 9.3 | 2380 | 1 | 2 | 1.55 | Low
AR200647 | Benchtop centrifuge VR-640 | Discovery lab, L3 | OEM contract | CC3217 - Discovery Biology | 8 | 12 | 0.6667 | 3 | 1 |  |  | 4 | 5120 | 2 | 2
AR168814 | UHPLC system VR-310 | Analytical lab, L2 | OEM contract | CC3105 - Analytical Chemistry | 4.6 | 10 | 0.46 | 2 | 0 | Supported | 1 | 5.4 | 63550 | 1 | 1 | 1.3 | Low
AR641547 | Water purification system NE-340 | Analytical lab, L1 | Tamsin & Vale | CC3105 - Analytical Chemistry | 6.2 | 10 | 0.62 | 2 | 1 | Supported | 1 | 3.8 | 24520 | 2 | 2 | 1.8 | Low
AR948098 | HPLC system HX-410 | Analytical lab, L2 | Quillon Service | CC3105 - Analytical Chemistry | 9 | 10 | 0.9 | 3 | 0 | Supported | 1 | 1 | 56930 | 3 | 1 | 2.1 | Low
AR723781 | HPLC system HX-640 | Microbiology lab, L1 | Tamsin & Vale | CC3204 - Microbiology | 11.2 | 10 | 1.12 | 2 | 0 | No longer supported | 5 | -1.2 | 26500 | 4 | 1 | 2.85 | Medium
AR548134 | Analytical balance NE-580 | Site lab, L2 | Halcyon Field | CC3290 - Site Services | 8.7 | 12 | 0.725 | 2 | 0 | End of support announced | 4 | 3.3 | 4860 | 2 | 1 | 2.15 | Low
AR214319 | UV-Vis spectrophotometer ZK-910 | Analytical lab, L1 | Orrin Calibration | CC3105 - Analytical Chemistry | 13.8 | 12 | 1.15 | 3 | 1 | Supported | 1 | -1.8 | 13610 | 4 | 2 | 2.6 | Medium
AR416424 | Dissolution tester NE-110 | Stability lab, L0 | Brightmoor Labs | CC3188 - Stability Testing | 4 | 12 | 0.3333 | 2 | 0 | Supported | 1 | 8 | 62650 | 1 | 1 | 1.3 | Low
AR265395 | Benchtop centrifuge LM-950 | Stability lab, L2 | Tamsin & Vale | CC3188 - Stability Testing | 7 | 12 | 0.5833 | 3 | 0 | Supported | 1 | 5 | 5970 | 2 | 1 | 1.85 | Low
AR295871 | HPLC system HX-110 | Analytical lab, L3 | In-house | CC3105 - Analytical Chemistry | 3.5 | 10 | 0.35 | 4 | 0 | End of support announced | 4 | 6.5 | 41080 | 1 | 1 | 2.5 | Medium
AR299369 | Laboratory refrigerator HX-210 | Pilot lab, L2 | OEM contract | CC3233 - Pilot Plant | 18.7 | 12 | 1.5583 | 3 | 0 |  |  | -6.7 | 2720 | 5 | 1
AR760263 | HPLC system TR-800 | Analytical lab, L3 | In-house | CC3105 - Analytical Chemistry | 5.9 | 10 | 0.59 | 4 | 0 | Supported | 1 | 4.1 | 37900 | 2 | 1 | 2.15 | Low
AR702786 | UHPLC system PD-480 | Analytical lab, L1 | In-house | CC3105 - Analytical Chemistry | 3.7 | 10 | 0.37 | 3 | 0 | End of support announced | 4 | 6.3 | 104550 | 1 | 1 | 2.2 | Low
AR154825 | Ultra-low temperature freezer ZK-580 | Bioassay lab, L1 | Quillon Service | CC3120 - Bioassay Services | 4 | 10 | 0.4 | 1 | 0 | Supported | 1 | 6 | 11420 | 1 | 1 | 1 | Low
AR911569 | HPLC system VR-650 | Formulation lab, L3 | OEM contract | CC3142 - Formulation Science | 8.7 | 10 | 0.87 | 4 | 0 | Limited parts availability | 3 | 1.3 | 31840 | 3 | 1 | 2.8 | Medium
AR950959 | Jacketed reactor system PD-250 | Pilot lab, L2 | Brightmoor Labs | CC3233 - Pilot Plant | 14.4 | 15 | 0.96 | 2 | 0 | End of sale | 2 | 0.6 | 114330 | 3 | 1 | 2 | Low
AR619817 | CO2 incubator NE-710 | Microbiology lab, L2 | In-house | CC3204 - Microbiology | 5.6 | 12 | 0.4667 | 3 | 0 | Supported | 1 | 6.4 | 8610 | 1 | 1 | 1.6 | Low
AR490243 | Analytical balance ZK-840 | Formulation lab, L2 | In-house | CC3142 - Formulation Science | 3.6 | 12 | 0.3 | 4 | 0 | Supported | 1 | 8.4 | 4700 | 1 | 1 | 1.9 | Low
AR314134 | Laboratory refrigerator OK-100 | Metabolism lab, L3 | Quillon Service | CC3276 - Metabolism and Residues | 0.3 | 12 | 0.025 | 4 | 0 | Supported | 1 | 11.7 | 3600 | 1 | 1 | 1.9 | Low
AR980467 | Ultra-low temperature freezer LM-280 | Pilot lab, L1 | In-house | CC3233 - Pilot Plant | 3.1 | 10 | 0.31 | 2 | 0 |  |  | 6.9 | 16360 | 1 | 1
AR942966 | CO2 incubator ZK-620 | Microbiology lab, L0 | Tamsin & Vale | CC3204 - Microbiology | 4.7 | 12 | 0.3917 | 4 | 0 | Supported | 1 | 7.3 | 8410 | 1 | 1 | 1.9 | Low
AR202123 | PH meter TR-640 | Metabolism lab, L3 | Larkspur Instruments | CC3276 - Metabolism and Residues | 1 | 8 | 0.125 | 2 | 0 | Limited parts availability | 3 | 7 | 990 | 1 | 1 | 1.7 | Low
AR823446 | Jacketed reactor system VR-800 | Metabolism lab, L0 | OEM contract | CC3276 - Metabolism and Residues | 15 | 15 | 1 | 2 | 1 | Supported | 1 | 0 | 268710 | 4 | 2 | 2.3 | Low
AR920204 | HPLC system QV-720 | QC lab, L2 | OEM contract | CC3251 - QC Release | 24.8 | 10 | 2.48 | 3 | 0 | Supported | 1 | -14.8 | 40660 | 5 | 1 | 2.6 | Medium
AR333468 | UHPLC system TR-340 | Analytical lab, L0 | OEM contract | CC3105 - Analytical Chemistry | 6.1 | 10 | 0.61 | 1 | 0 | Supported | 1 | 3.9 | 40020 | 2 | 1 | 1.25 | Low
AR804201 | HPLC system QV-510 | Analytical lab, L0 | In-house | CC3105 - Analytical Chemistry | 5.7 | 10 | 0.57 | 3 | 0 | Limited parts availability | 3 | 4.3 | 23250 | 2 | 1 | 2.25 | Low
AR694715 | LC-MS system VR-840 | Discovery lab, L1 | OEM contract | CC3217 - Discovery Biology | 6.4 | 9 | 0.7111 | 2 | 1 | No longer supported | 5 | 2.6 | 329020 | 2 | 2 | 2.6 | Medium
AR374785 | GC-MS system PD-520 | Analytical lab, L2 | OEM contract | CC3105 - Analytical Chemistry | 2.1 | 10 | 0.21 | 3 | 1 | Supported | 1 | 7.9 | 191310 | 1 | 2 | 1.85 | Low
AR492324 | CO2 incubator HX-450 | Microbiology lab, L0 | Halcyon Field | CC3204 - Microbiology | 11.4 | 12 | 0.95 | 1 | 2 | Supported | 1 | 0.6 | 11360 | 3 | 3 | 2 | Low
AR646721 | Rotary evaporator SB-550 | Pilot lab, L3 | Tamsin & Vale | CC3233 - Pilot Plant | 8 | 10 | 0.8 | 4 | 0 | End of sale | 2 | 2 | 12350 | 3 | 1 | 2.6 | Medium
AR125692 | HPLC system TR-240 | Formulation lab, L2 | Brightmoor Labs | CC3142 - Formulation Science | 1.4 | 10 | 0.14 | 3 | 0 | End of support announced | 4 | 8.6 | 34110 | 1 | 1 | 2.2 | Low
AR822258 | Benchtop centrifuge TR-220 | Bioassay lab, L0 | Tamsin & Vale | CC3120 - Bioassay Services | 16.6 | 12 | 1.3833 | 4 | 0 | Supported | 1 | -4.6 | 8800 | 5 | 1 | 2.9 | Medium
AR928957 | PH meter TR-620 | Formulation lab, L3 | Brightmoor Labs | CC3142 - Formulation Science | 9.4 | 8 | 1.175 | 2 | 1 | Supported | 1 | -1.4 | 1100 | 4 | 2 | 2.3 | Low
AR897102 | Steam autoclave PD-240 | Site lab, L3 | In-house | CC3290 - Site Services | 7.9 | 15 | 0.5267 | 1 | 0 | End of support announced | 4 | 7.1 | 40330 | 2 | 1 | 1.85 | Low
AR895668 | Laboratory refrigerator SB-640 | Pilot lab, L1 | In-house | CC3233 - Pilot Plant | 2.3 | 12 | 0.1917 | 1 | 0 | Supported | 1 | 9.7 | 2900 | 1 | 1 | 1 | Low
AR814148 | Steam autoclave OK-220 | Site lab, L3 | Brightmoor Labs | CC3290 - Site Services | 4.6 | 15 | 0.3067 | 1 | 0 | Supported | 1 | 10.4 | 68460 | 1 | 1 | 1 | Low
AR875354 | UHPLC system NE-600 | Pilot lab, L0 | In-house | CC3233 - Pilot Plant | 11.1 | 10 | 1.11 | 5 | 0 | Limited parts availability | 3 | -1.1 | 81050 | 4 | 1 | 3.35 | Medium
AR714511 | GC-MS system HX-180 | Process lab, L0 | Larkspur Instruments | CC3160 - Process Development | 8.4 | 10 | 0.84 | 2 | 0 | No longer supported | 5 | 1.6 | 136450 | 3 | 1 | 2.6 | Medium
AR319886 | Water purification system TR-140 | Discovery lab, L1 | Orrin Calibration | CC3217 - Discovery Biology | 1.5 | 10 | 0.15 | 3 | 1 | Limited parts availability | 3 | 8.5 | 22790 | 1 | 2 | 2.25 | Low
AR511035 | Benchtop centrifuge HX-180 | Microbiology lab, L3 | Orrin Calibration | CC3204 - Microbiology | 26.7 | 12 | 2.225 | 4 | 0 | End of sale | 2 | -14.7 | 4130 | 5 | 1 | 3.1 | Medium
AR926801 | Benchtop centrifuge PD-400 | Analytical lab, L2 | Tamsin & Vale | CC3105 - Analytical Chemistry | 2.1 | 12 | 0.175 | 3 | 0 | End of sale | 2 | 9.9 | 9760 | 1 | 1 | 1.8 | Low
AR115711 | UV-Vis spectrophotometer LM-440 | Analytical lab, L3 | Halcyon Field | CC3105 - Analytical Chemistry | 5.6 | 12 | 0.4667 | 3 | 0 | End of sale | 2 | 6.4 | 10720 | 1 | 1 | 1.8 | Low
AR282938 | Rotary evaporator OK-910 | Process lab, L1 | Tamsin & Vale | CC3160 - Process Development | 6.6 | 10 | 0.66 | 3 | 1 | Supported | 1 | 3.4 | 8340 | 2 | 2 | 2.1 | Low
AR927751 | Benchtop centrifuge HX-720 | Discovery lab, L1 | OEM contract | CC3217 - Discovery Biology | 6.2 | 12 | 0.5167 | 1 | 0 | Supported | 1 | 5.8 | 5330 | 2 | 1 | 1.25 | Low
AR999035 | Analytical balance HX-300 | Pilot lab, L0 | OEM contract | CC3233 - Pilot Plant | 8.8 | 12 | 0.7333 | 3 | 0 | Supported | 1 | 3.2 | 3880 | 2 | 1 | 1.85 | Low
AR356059 | Thermal cycler NE-520 | Discovery lab, L2 | Halcyon Field | CC3217 - Discovery Biology | 4.4 | 8 | 0.55 | 2 | 0 | Limited parts availability | 3 | 3.6 | 10670 | 2 | 1 | 1.95 | Low
AR338061 | Steam autoclave ZK-710 | Pilot lab, L2 | OEM contract | CC3233 - Pilot Plant | 4.3 | 15 | 0.2867 | 3 | 0 | Supported | 1 | 10.7 | 34430 | 1 | 1 | 1.6 | Low
AR352190 | Ultra-low temperature freezer NE-840 | Formulation lab, L3 | In-house | CC3142 - Formulation Science | 12.2 | 10 | 1.22 | 2 | 0 | End of support announced | 4 | -2.2 | 12010 | 4 | 1 | 2.65 | Medium
AR349265 | CO2 incubator NE-450 | Discovery lab, L2 | Halcyon Field | CC3217 - Discovery Biology | 15.6 | 12 | 1.3 | 1 | 1 | No longer supported | 5 | -3.6 | 13470 | 5 | 2 | 3.05 | Medium
AR174238 | Laboratory refrigerator VR-220 | QC lab, L2 | In-house | CC3251 - QC Release | 13.7 | 12 | 1.1417 | 3 | 0 | Supported | 1 | -1.7 | 3880 | 4 | 1 | 2.35 | Low
AR241183 | PH meter ZK-780 | Discovery lab, L1 | Quillon Service | CC3217 - Discovery Biology | 8.5 | 8 | 1.0625 | 2 | 0 | End of sale | 2 | -0.5 | 1300 | 4 | 1 | 2.25 | Low
AR968018 | Analytical balance LM-810 | Discovery lab, L1 | In-house | CC3217 - Discovery Biology | 6.1 | 12 | 0.5083 | 2 | 0 | Limited parts availability | 3 | 5.9 | 5110 | 2 | 1 | 1.95 | Low
AR391332 | Biological safety cabinet NE-420 | Microbiology lab, L1 | Orrin Calibration | CC3204 - Microbiology | 9.2 | 15 | 0.6133 | 2 | 0 | Limited parts availability | 3 | 5.8 | 15120 | 2 | 1 | 1.95 | Low
AR885826 | Ultracentrifuge TR-680 | Process lab, L0 | In-house | CC3160 - Process Development | 12 | 12 | 1 | 3 | 1 | Supported | 1 | 0 | 60500 | 4 | 2 | 2.6 | Medium
AR610460 | Analytical balance QV-540 | Analytical lab, L1 | In-house | CC3105 - Analytical Chemistry | 4 | 12 | 0.3333 | 5 | 0 | Limited parts availability | 3 | 8 | 13070 | 1 | 1 | 2.6 | Medium
AR115259 | Tablet hardness tester ZK-220 | Formulation lab, L3 | In-house | CC3142 - Formulation Science | 8.2 | 12 | 0.6833 | 1 | 0 | Supported | 1 | 3.8 | 10490 | 2 | 1 | 1.25 | Low
AR686893 | CO2 incubator SB-880 | Bioassay lab, L1 | OEM contract | CC3120 - Bioassay Services | 8.7 | 12 | 0.725 | 2 | 0 | Supported | 1 | 3.3 | 8110 | 2 | 1 | 1.55 | Low
AR834377 | PH meter QV-120 | Discovery lab, L0 | In-house | CC3217 - Discovery Biology | 2.7 | 8 | 0.3375 | 1 | 0 | Supported | 1 | 5.3 | 1890 | 1 | 1 | 1 | Low
AR697961 | FTIR spectrometer HX-250 | Formulation lab, L3 | Larkspur Instruments | CC3142 - Formulation Science | 8.8 | 12 | 0.7333 | 3 | 0 |  |  | 3.2 | 38800 | 2 | 1
AR136719 | Ultra-low temperature freezer HX-310 | Analytical lab, L2 | In-house | CC3105 - Analytical Chemistry | 7.8 | 10 | 0.78 | 3 | 0 | Limited parts availability | 3 | 2.2 | 6360 | 3 | 1 | 2.5 | Medium
AR117681 | HPLC system PD-300 | QC lab, L3 | Quillon Service | CC3251 - QC Release | 2.7 | 10 | 0.27 | 3 | 0 | Supported | 1 | 7.3 | 62410 | 1 | 1 | 1.6 | Low
AR905552 | Analytical balance TR-940 | Process lab, L1 | OEM contract | CC3160 - Process Development | 11.7 | 12 | 0.975 | 2 | 0 | Supported | 1 | 0.3 | 3730 | 3 | 1 | 1.8 | Low
AR338591 | CO2 incubator ZK-850 | Bioassay lab, L2 | OEM contract | CC3120 - Bioassay Services | 1.5 | 12 | 0.125 | 1 | 0 | Limited parts availability | 3 | 10.5 | 8600 | 1 | 1 | 1.4 | Low
AR501805 | PH meter LM-420 | Stability lab, L1 | Larkspur Instruments | CC3188 - Stability Testing | 7.8 | 8 | 0.975 | 2 | 0 | Supported | 1 | 0.2 | 920 | 3 | 1 | 1.8 | Low
AR319059 | Rotary evaporator TR-450 | Formulation lab, L3 | In-house | CC3142 - Formulation Science | 4.9 | 10 | 0.49 | 2 | 0 | Supported | 1 | 5.1 | 18340 | 1 | 1 | 1.3 | Low
AR288965 | Laboratory refrigerator ZK-250 | Stability lab, L3 | Brightmoor Labs | CC3188 - Stability Testing | 4.9 | 12 | 0.4083 | 3 | 0 | End of sale | 2 | 7.1 | 4000 | 1 | 1 | 1.8 | Low
AR114717 | CO2 incubator SB-450 | Metabolism lab, L0 | Larkspur Instruments | CC3276 - Metabolism and Residues | 6.3 | 12 | 0.525 | 3 | 0 | Supported | 1 | 5.7 | 9580 | 2 | 1 | 1.85 | Low
AR137879 | PH meter TR-180 | Analytical lab, L3 | Brightmoor Labs | CC3105 - Analytical Chemistry | 4.7 | 8 | 0.5875 | 2 | 0 | End of sale | 2 | 3.3 | 1430 | 2 | 1 | 1.75 | Low
AR150468 | UHPLC system PD-880 | Metabolism lab, L3 | OEM contract | CC3276 - Metabolism and Residues | 6.2 | 10 | 0.62 | 2 | 1 | Limited parts availability | 3 | 3.8 | 70660 | 2 | 2 | 2.2 | Low
AR599560 | UV-Vis spectrophotometer HX-200 | QC lab, L0 | In-house | CC3251 - QC Release | 15.5 | 12 | 1.2917 | 5 | 0 | Supported | 1 | -3.5 | 18860 | 5 | 1 | 3.2 | Medium
AR595422 | Benchtop centrifuge NE-800 | Microbiology lab, L1 | Brightmoor Labs | CC3204 - Microbiology | 4.9 | 12 | 0.4083 | 3 | 0 | Supported | 1 | 7.1 | 9140 | 1 | 1 | 1.6 | Low
AR975577 | HPLC system ZK-820 | Pilot lab, L0 | Larkspur Instruments | CC3233 - Pilot Plant | 6.1 | 10 | 0.61 | 2 | 2 | End of support announced | 4 | 3.9 | 46200 | 2 | 3 | 2.65 | Medium
AR915748 | Gas chromatograph VR-450 | Metabolism lab, L3 | Tamsin & Vale | CC3276 - Metabolism and Residues | 6.5 | 12 | 0.5417 | 2 | 0 | Supported | 1 | 5.5 | 69060 | 2 | 1 | 1.55 | Low
AR694588 | Rotary evaporator TR-800 | Process lab, L0 | In-house | CC3160 - Process Development | 11.3 | 10 | 1.13 | 3 | 1 | Supported | 1 | -1.3 | 6010 | 4 | 2 | 2.6 | Medium
AR439267 | Analytical balance VR-910 | Stability lab, L1 | Orrin Calibration | CC3188 - Stability Testing | 4.9 | 12 | 0.4083 | 3 | 1 |  |  | 7.1 | 3600 | 1 | 2
AR225154 | Ultra-low temperature freezer OK-820 | Formulation lab, L2 | Larkspur Instruments | CC3142 - Formulation Science | 6.3 | 10 | 0.63 | 1 | 0 | Supported | 1 | 3.7 | 9780 | 2 | 1 | 1.25 | Low
AR917017 | Karl Fischer titrator HX-920 | Formulation lab, L1 | Larkspur Instruments | CC3142 - Formulation Science | 5.6 | 10 | 0.56 | 2 | 1 | Supported | 1 | 4.4 | 21460 | 2 | 2 | 1.8 | Low
AR625156 | Benchtop centrifuge QV-520 | Microbiology lab, L1 | Larkspur Instruments | CC3204 - Microbiology | 4.3 | 12 | 0.3583 | 2 | 1 | No longer supported | 5 | 7.7 | 9290 | 1 | 2 | 2.35 | Low
AR174660 | PH meter NE-810 | Site lab, L3 | In-house | CC3290 - Site Services | 3.6 | 8 | 0.45 | 4 | 0 | Supported | 1 | 4.4 | 1550 | 1 | 1 | 1.9 | Low
AR235248 | UHPLC system NE-500 | Bioassay lab, L3 | OEM contract | CC3120 - Bioassay Services | 13.6 | 10 | 1.36 | 5 | 3 | No longer supported | 5 | -3.6 | 51300 | 5 | 4 | 4.75 | High
AR847113 | Microbalance LM-950 | Microbiology lab, L3 | Larkspur Instruments | CC3204 - Microbiology | 10.8 | 12 | 0.9 | 3 | 0 | No longer supported | 5 | 1.2 | 15360 | 3 | 1 | 2.9 | Medium
AR861912 | Stability chamber QV-640 | Analytical lab, L1 | Larkspur Instruments | CC3105 - Analytical Chemistry | 11.9 | 15 | 0.7933 | 1 | 2 | Supported | 1 | 3.1 | 32440 | 3 | 3 | 2 | Low
AR594922 | Karl Fischer titrator ZK-450 | Analytical lab, L3 | In-house | CC3105 - Analytical Chemistry | 5.5 | 10 | 0.55 | 2 | 0 |  |  | 4.5 | 9020 | 2 | 1
AR370067 | Inverted microscope VR-220 | Bioassay lab, L3 | Quillon Service | CC3120 - Bioassay Services | 22.6 | 15 | 1.5067 | 1 | 2 | Limited parts availability | 3 | -7.6 | 26870 | 5 | 3 | 2.9 | Medium
AR797737 | Microbalance OK-340 | Formulation lab, L2 | OEM contract | CC3142 - Formulation Science | 1.9 | 12 | 0.1583 | 3 | 1 | Supported | 1 | 10.1 | 7650 | 1 | 2 | 1.85 | Low
AR376647 | Biological safety cabinet TR-620 | Process lab, L2 | In-house | CC3160 - Process Development | 19.5 | 15 | 1.3 | 3 | 1 |  |  | -4.5 | 12510 | 5 | 2
AR131950 | LC-MS system ZK-910 | Analytical lab, L0 | OEM contract | CC3105 - Analytical Chemistry | 12.9 | 9 | 1.4333 | 3 | 0 | Limited parts availability | 3 | -3.9 | 165890 | 5 | 1 | 3 | Medium
AR453100 | CO2 incubator NE-500 | Analytical lab, L3 | Orrin Calibration | CC3105 - Analytical Chemistry | 2 | 12 | 0.1667 | 4 | 0 | End of support announced | 4 | 10 | 10130 | 1 | 1 | 2.5 | Medium
AR632222 | Steam autoclave OK-640 | Pilot lab, L1 | Quillon Service | CC3233 - Pilot Plant | 4.3 | 15 | 0.2867 | 4 | 0 | Supported | 1 | 10.7 | 42890 | 1 | 1 | 1.9 | Low
AR704787 | Real-time PCR system NE-280 | Process lab, L2 | Larkspur Instruments | CC3160 - Process Development | 7.3 | 8 | 0.9125 | 2 | 1 | Supported | 1 | 0.7 | 37420 | 3 | 2 | 2.05 | Low
AR699248 | Analytical balance NE-200 | Analytical lab, L3 | In-house | CC3105 - Analytical Chemistry | 5.3 | 12 | 0.4417 | 3 | 0 | Supported | 1 | 6.7 | 5650 | 1 | 1 | 1.6 | Low
AR221421 | CO2 incubator PD-220 | Bioassay lab, L3 | In-house | CC3120 - Bioassay Services | 0.6 | 12 | 0.05 | 2 | 0 | Supported | 1 | 11.4 | 9560 | 1 | 1 | 1.3 | Low
AR370033 | Ultracentrifuge LM-910 | Bioassay lab, L1 | Larkspur Instruments | CC3120 - Bioassay Services | 7.2 | 12 | 0.6 | 1 | 0 | End of sale | 2 | 4.8 | 65840 | 2 | 1 | 1.45 | Low
AR704269 | Thermal cycler PD-750 | Microbiology lab, L1 | In-house | CC3204 - Microbiology | 4.8 | 8 | 0.6 | 2 | 0 | Supported | 1 | 3.2 | 10700 | 2 | 1 | 1.55 | Low
AR120130 | Benchtop centrifuge NE-450 | Stability lab, L3 | In-house | CC3188 - Stability Testing | 10 | 12 | 0.8333 | 3 | 0 | Supported | 1 | 2 | 8220 | 3 | 1 | 2.1 | Low
AR277249 | Laboratory refrigerator PD-450 | Metabolism lab, L1 | Halcyon Field | CC3276 - Metabolism and Residues | 18.2 | 12 | 1.5167 | 3 | 0 | Supported | 1 | -6.2 | 4350 | 5 | 1 | 2.6 | Medium
AR642532 | Analytical balance ZK-740 | Metabolism lab, L0 | Larkspur Instruments | CC3276 - Metabolism and Residues | 8.1 | 12 | 0.675 | 3 | 0 | Supported | 1 | 3.9 | 2230 | 2 | 1 | 1.85 | Low
AR350085 | Laboratory refrigerator ZK-640 | Analytical lab, L3 | OEM contract | CC3105 - Analytical Chemistry | 6.4 | 12 | 0.5333 | 2 | 0 | No longer supported | 5 | 5.6 | 2230 | 2 | 1 | 2.35 | Low
AR305543 | Analytical balance TR-450 | Process lab, L2 | Orrin Calibration | CC3160 - Process Development | 12.5 | 12 | 1.0417 | 2 | 0 | End of sale | 2 | -0.5 | 3480 | 4 | 1 | 2.25 | Low
AR752000 | Gas chromatograph QV-310 | QC lab, L1 | Larkspur Instruments | CC3251 - QC Release | 7.9 | 12 | 0.6583 | 4 | 0 | Supported | 1 | 4.1 | 30160 | 2 | 1 | 2.15 | Low
AR697363 | Rotary evaporator QV-750 | Formulation lab, L1 | Halcyon Field | CC3142 - Formulation Science | 13.6 | 10 | 1.36 | 2 | 1 | Supported | 1 | -3.6 | 9000 | 5 | 2 | 2.55 | Medium
AR184784 | Karl Fischer titrator VR-650 | QC lab, L1 | Halcyon Field | CC3251 - QC Release | 8 | 10 | 0.8 | 1 | 1 | End of sale | 2 | 2 | 6690 | 3 | 2 | 1.95 | Low
AR541668 | HPLC system TR-200 | Site lab, L2 | OEM contract | CC3290 - Site Services | 4.5 | 10 | 0.45 | 3 | 0 | Supported | 1 | 5.5 | 59100 | 1 | 1 | 1.6 | Low
AR624382 | Analytical balance PD-580 | Bioassay lab, L0 | In-house | CC3120 - Bioassay Services | 10.7 | 12 | 0.8917 | 1 | 0 |  |  | 1.3 | 4800 | 3 | 1
AR531531 | Laboratory refrigerator OK-280 | QC lab, L0 | Quillon Service | CC3251 - QC Release | 16.8 | 12 | 1.4 | 2 | 2 | Limited parts availability | 3 | -4.8 | 5790 | 5 | 3 | 3.2 | Medium
AR298354 | Particle size analyser QV-900 | Microbiology lab, L2 | In-house | CC3204 - Microbiology | 4.1 | 12 | 0.3417 | 1 | 1 | Supported | 1 | 7.9 | 98420 | 1 | 2 | 1.25 | Low
AR888287 | UV-Vis spectrophotometer OK-980 | Bioassay lab, L3 | OEM contract | CC3120 - Bioassay Services | 3 | 12 | 0.25 | 2 | 0 | Supported | 1 | 9 | 12880 | 1 | 1 | 1.3 | Low
AR236101 | Steam autoclave VR-910 | Site lab, L0 | OEM contract | CC3290 - Site Services | 3.3 | 15 | 0.22 | 1 | 1 | Supported | 1 | 11.7 | 57460 | 1 | 2 | 1.25 | Low
AR910205 | UHPLC system SB-880 | Metabolism lab, L2 | Brightmoor Labs | CC3276 - Metabolism and Residues | 6 | 10 | 0.6 | 2 | 0 | Supported | 1 | 4 | 77920 | 2 | 1 | 1.55 | Low
AR132976 | UHPLC system SB-600 | Metabolism lab, L1 | In-house | CC3276 - Metabolism and Residues | 9.4 | 10 | 0.94 | 2 | 0 | Supported | 1 | 0.6 | 55810 | 3 | 1 | 1.8 | Low
AR407479 | Karl Fischer titrator OK-510 | Analytical lab, L1 | OEM contract | CC3105 - Analytical Chemistry | 2.2 | 10 | 0.22 | 3 | 0 |  |  | 7.8 | 12520 | 1 | 1
AR926468 | PH meter QV-320 | Discovery lab, L1 | OEM contract | CC3217 - Discovery Biology | 6 | 8 | 0.75 | 1 | 0 | Supported | 1 | 2 | 1300 | 3 | 1 | 1.5 | Low
AR242802 | HPLC system TR-310 | Site lab, L2 | Brightmoor Labs | CC3290 - Site Services | 0.8 | 10 | 0.08 | 1 | 0 | No longer supported | 5 | 9.2 | 17830 | 1 | 1 | 1.8 | Low
AR620512 | PH meter HX-580 | Process lab, L1 | Brightmoor Labs | CC3160 - Process Development | 4.8 | 8 | 0.6 | 2 | 0 | End of support announced | 4 | 3.2 | 690 | 2 | 1 | 2.15 | Low
AR778822 | Ultra-low temperature freezer OK-110 | QC lab, L2 | In-house | CC3251 - QC Release | 5.6 | 10 | 0.56 | 3 | 0 | Supported | 1 | 4.4 | 6660 | 2 | 1 | 1.85 | Low
AR725620 | Laboratory refrigerator LM-900 | Stability lab, L1 | Orrin Calibration | CC3188 - Stability Testing | 4.3 | 12 | 0.3583 | 3 | 1 | Supported | 1 | 7.7 | 2470 | 1 | 2 | 1.85 | Low
AR561044 | Microplate reader HX-840 | Metabolism lab, L0 | OEM contract | CC3276 - Metabolism and Residues | 6.8 | 9 | 0.7556 | 2 | 0 | Supported | 1 | 2.2 | 37890 | 3 | 1 | 1.8 | Low
AR866483 | Gas chromatograph QV-580 | Analytical lab, L2 | Brightmoor Labs | CC3105 - Analytical Chemistry | 8.5 | 12 | 0.7083 | 4 | 0 | Supported | 1 | 3.5 | 32380 | 2 | 1 | 2.15 | Low
AR359241 | Microplate reader TR-320 | Bioassay lab, L0 | Halcyon Field | CC3120 - Bioassay Services | 3.3 | 9 | 0.3667 | 4 | 0 | Supported | 1 | 5.7 | 26010 | 1 | 1 | 1.9 | Low
AR753531 | PH meter VR-440 | QC lab, L2 | OEM contract | CC3251 - QC Release | 9.8 | 8 | 1.225 | 4 | 0 | Supported | 1 | -1.8 | 920 | 4 | 1 | 2.65 | Medium
AR559342 | GC-MS system SB-510 | Stability lab, L3 | In-house | CC3188 - Stability Testing | 3.8 | 10 | 0.38 | 2 | 0 | Supported | 1 | 6.2 | 103360 | 1 | 1 | 1.3 | Low
AR470834 | Inverted microscope QV-740 | Metabolism lab, L1 | In-house | CC3276 - Metabolism and Residues | 11.9 | 15 | 0.7933 | 3 | 0 | End of sale | 2 | 3.1 | 17830 | 3 | 1 | 2.3 | Low
AR720222 | PH meter SB-700 | Site lab, L1 | Orrin Calibration | CC3290 - Site Services | 9 | 8 | 1.125 | 2 | 1 | Supported | 1 | -1 | 700 | 4 | 2 | 2.3 | Low
AR944759 | Liquid handling workstation QV-440 | Discovery lab, L3 | Tamsin & Vale | CC3217 - Discovery Biology | 4.1 | 10 | 0.41 | 3 | 0 | Limited parts availability | 3 | 5.9 | 82350 | 1 | 1 | 2 | Low
AR181957 | Benchtop centrifuge OK-740 | Process lab, L2 | In-house | CC3160 - Process Development | 5.7 | 12 | 0.475 | 1 | 0 | Supported | 1 | 6.3 | 5550 | 1 | 1 | 1 | Low
AR701914 | Analytical balance HX-520 | Pilot lab, L3 | Larkspur Instruments | CC3233 - Pilot Plant | 6.9 | 12 | 0.575 | 3 | 0 | Supported | 1 | 5.1 | 5530 | 2 | 1 | 1.85 | Low
AR104988 | Laboratory refrigerator SB-450 | Discovery lab, L1 | Tamsin & Vale | CC3217 - Discovery Biology | 4.6 | 12 | 0.3833 | 2 | 0 | Limited parts availability | 3 | 7.4 | 2930 | 1 | 1 | 1.7 | Low
AR955237 | Laboratory refrigerator LM-850 | Analytical lab, L3 | OEM contract | CC3105 - Analytical Chemistry | 6.9 | 12 | 0.575 | 2 | 1 | Supported | 1 | 5.1 | 3330 | 2 | 2 | 1.8 | Low
AR267756 | Analytical balance TR-450 | Metabolism lab, L3 | OEM contract | CC3276 - Metabolism and Residues | 4.3 | 12 | 0.3583 | 3 | 0 | Limited parts availability | 3 | 7.7 | 5180 | 1 | 1 | 2 | Low
AR296099 | Water purification system NE-910 | Stability lab, L3 | Larkspur Instruments | CC3188 - Stability Testing | 0.7 | 10 | 0.07 | 3 | 0 | Supported | 1 | 9.3 | 25610 | 1 | 1 | 1.6 | Low
AR464339 | Ultra-low temperature freezer VR-710 | Pilot lab, L0 | Larkspur Instruments | CC3233 - Pilot Plant | 6 | 10 | 0.6 | 2 | 0 | Supported | 1 | 4 | 13600 | 2 | 1 | 1.55 | Low
AR623876 | Karl Fischer titrator SB-410 | Analytical lab, L2 | Tamsin & Vale | CC3105 - Analytical Chemistry | 9.5 | 10 | 0.95 | 2 | 0 | Supported | 1 | 0.5 | 8720 | 3 | 1 | 1.8 | Low
AR543803 | Benchtop centrifuge ZK-600 | Discovery lab, L3 | Brightmoor Labs | CC3217 - Discovery Biology | 9.2 | 12 | 0.7667 | 2 | 0 | Supported | 1 | 2.8 | 7710 | 3 | 1 | 1.8 | Low
AR703398 | UV-Vis spectrophotometer TR-440 | Bioassay lab, L1 | Orrin Calibration | CC3120 - Bioassay Services | 1.7 | 12 | 0.1417 | 4 | 0 | Limited parts availability | 3 | 10.3 | 9820 | 1 | 1 | 2.3 | Low
AR568399 | FTIR spectrometer QV-120 | Analytical lab, L3 | Halcyon Field | CC3105 - Analytical Chemistry | 4.8 | 12 | 0.4 | 3 | 0 | End of support announced | 4 | 7.2 | 21430 | 1 | 1 | 2.2 | Low
AR279750 | Benchtop centrifuge HX-750 | Metabolism lab, L0 | Halcyon Field | CC3276 - Metabolism and Residues | 9 | 12 | 0.75 | 3 | 0 | Limited parts availability | 3 | 3 | 5530 | 3 | 1 | 2.5 | Medium
AR810899 | Ultra-low temperature freezer OK-220 | Site lab, L2 | In-house | CC3290 - Site Services | 10.3 | 10 | 1.03 | 1 | 0 | Limited parts availability | 3 | -0.3 | 15960 | 4 | 1 | 2.15 | Low
AR997551 | Rotary evaporator OK-500 | Process lab, L2 | Quillon Service | CC3160 - Process Development | 13.7 | 10 | 1.37 | 2 | 1 | No longer supported | 5 | -3.7 | 4370 | 5 | 2 | 3.35 | Medium
AR431006 | Jacketed reactor system TR-140 | Process lab, L3 | OEM contract | CC3160 - Process Development | 10.1 | 15 | 0.6733 | 3 | 3 |  |  | 4.9 | 197890 | 2 | 4
AR305819 | Liquid handling workstation HX-580 | Discovery lab, L1 | Larkspur Instruments | CC3217 - Discovery Biology | 5.8 | 10 | 0.58 | 2 | 0 | Supported | 1 | 4.2 | 128510 | 2 | 1 | 1.55 | Low
AR315700 | HPLC system SB-910 | QC lab, L3 | Halcyon Field | CC3251 - QC Release | 6.2 | 10 | 0.62 | 2 | 1 |  |  | 3.8 | 70590 | 2 | 2
AR228013 | Stability chamber ZK-400 | Stability lab, L2 | Tamsin & Vale | CC3188 - Stability Testing | 24.9 | 15 | 1.66 | 4 | 1 | End of sale | 2 | -9.9 | 15650 | 5 | 2 | 3.35 | Medium
AR270499 | Jacketed reactor system SB-750 | Process lab, L2 | In-house | CC3160 - Process Development | 8.2 | 15 | 0.5467 | 2 | 0 | Supported | 1 | 6.8 | 121630 | 2 | 1 | 1.55 | Low
AR730172 | PH meter HX-920 | Metabolism lab, L2 | In-house | CC3276 - Metabolism and Residues | 6.5 | 8 | 0.8125 | 3 | 0 | Supported | 1 | 1.5 | 960 | 3 | 1 | 2.1 | Low
AR575157 | Ultra-low temperature freezer SB-240 | QC lab, L0 | Orrin Calibration | CC3251 - QC Release | 6.8 | 10 | 0.68 | 4 | 0 | End of sale | 2 | 3.2 | 8000 | 2 | 1 | 2.35 | Low
AR464208 | HPLC system NE-720 | Stability lab, L1 | Quillon Service | CC3188 - Stability Testing | 4.1 | 10 | 0.41 | 3 | 0 | End of support announced | 4 | 5.9 | 34170 | 1 | 1 | 2.2 | Low
AR147526 | CO2 incubator ZK-410 | Microbiology lab, L1 | Larkspur Instruments | CC3204 - Microbiology | 13 | 12 | 1.0833 | 2 | 1 | Supported | 1 | -1 | 13470 | 4 | 2 | 2.3 | Low
AR602410 | Analytical balance OK-210 | QC lab, L3 | In-house | CC3251 - QC Release | 4.7 | 12 | 0.3917 | 2 | 0 |  |  | 7.3 | 2200 | 1 | 1
AR856727 | FTIR spectrometer VR-880 | Formulation lab, L3 | OEM contract | CC3142 - Formulation Science | 4.6 | 12 | 0.3833 | 4 | 0 | Supported | 1 | 7.4 | 15240 | 1 | 1 | 1.9 | Low
AR186677 | Stability chamber VR-110 | Stability lab, L1 | OEM contract | CC3188 - Stability Testing | 12.2 | 15 | 0.8133 | 1 | 0 | Supported | 1 | 2.8 | 45400 | 3 | 1 | 1.5 | Low
AR542603 | Gas chromatograph OK-850 | Analytical lab, L0 | Brightmoor Labs | CC3105 - Analytical Chemistry | 5.2 | 12 | 0.4333 | 3 | 0 | Supported | 1 | 6.8 | 49630 | 1 | 1 | 1.6 | Low
AR782630 | Gas chromatograph HX-640 | Metabolism lab, L1 | In-house | CC3276 - Metabolism and Residues | 9.8 | 12 | 0.8167 | 4 | 0 | Supported | 1 | 2.2 | 53880 | 3 | 1 | 2.4 | Low
AR127716 | Benchtop centrifuge OK-280 | Process lab, L0 | In-house | CC3160 - Process Development | 3.9 | 12 | 0.325 | 3 | 0 | End of sale | 2 | 8.1 | 9230 | 1 | 1 | 1.8 | Low
AR976694 | PH meter QV-540 | Site lab, L2 | Larkspur Instruments | CC3290 - Site Services | 8.7 | 8 | 1.0875 | 3 | 2 | Supported | 1 | -0.7 | 1530 | 4 | 3 | 2.85 | Medium
AR198948 | Benchtop centrifuge QV-910 | QC lab, L1 | Orrin Calibration | CC3251 - QC Release | 3.2 | 12 | 0.2667 | 2 | 0 | Supported | 1 | 8.8 | 6500 | 1 | 1 | 1.3 | Low
AR583147 | Analytical balance VR-740 | Bioassay lab, L0 | Halcyon Field | CC3120 - Bioassay Services | 22.2 | 12 | 1.85 | 2 | 2 | Supported | 1 | -10.2 | 3760 | 5 | 3 | 2.8 | Medium
AR960182 | Ultra-low temperature freezer ZK-350 | Metabolism lab, L2 | Brightmoor Labs | CC3276 - Metabolism and Residues | 15.3 | 10 | 1.53 | 2 | 0 | End of sale | 2 | -5.3 | 13620 | 5 | 1 | 2.5 | Medium
AR578473 | Analytical balance PD-120 | Site lab, L3 | OEM contract | CC3290 - Site Services | 6.2 | 12 | 0.5167 | 3 | 0 | Limited parts availability | 3 | 5.8 | 4750 | 2 | 1 | 2.25 | Low
AR693558 | Analytical balance ZK-250 | Process lab, L3 | Brightmoor Labs | CC3160 - Process Development | 15.2 | 12 | 1.2667 | 2 | 2 | Supported | 1 | -3.2 | 3250 | 5 | 3 | 2.8 | Medium
AR328457 | Biological safety cabinet PD-940 | Bioassay lab, L2 | OEM contract | CC3120 - Bioassay Services | 4.8 | 15 | 0.32 | 4 | 0 | Supported | 1 | 10.2 | 28040 | 1 | 1 | 1.9 | Low
AR486205 | Microbalance OK-440 | Formulation lab, L1 | Larkspur Instruments | CC3142 - Formulation Science | 8 | 12 | 0.6667 | 1 | 0 | No longer supported | 5 | 4 | 21490 | 2 | 1 | 2.05 | Low
AR338218 | Ultra-low temperature freezer TR-480 | Microbiology lab, L0 | Brightmoor Labs | CC3204 - Microbiology | 12 | 10 | 1.2 | 1 | 1 | Supported | 1 | -2 | 10850 | 4 | 2 | 2 | Low
AR140252 | Analytical balance LM-380 | Pilot lab, L1 | In-house | CC3233 - Pilot Plant | 15.9 | 12 | 1.325 | 5 | 0 | Limited parts availability | 3 | -3.9 | 10820 | 5 | 1 | 3.6 | Medium
AR725218 | CO2 incubator QV-880 | Site lab, L1 | Halcyon Field | CC3290 - Site Services | 4.5 | 12 | 0.375 | 3 | 0 | Supported | 1 | 7.5 | 13100 | 1 | 1 | 1.6 | Low
AR508412 | Ultracentrifuge OK-640 | Bioassay lab, L0 | OEM contract | CC3120 - Bioassay Services | 5.7 | 12 | 0.475 | 3 | 0 | Limited parts availability | 3 | 6.3 | 57500 | 1 | 1 | 2 | Low
AR483032 | Karl Fischer titrator TR-610 | Analytical lab, L2 | OEM contract | CC3105 - Analytical Chemistry | 3.6 | 10 | 0.36 | 2 | 1 | Supported | 1 | 6.4 | 12710 | 1 | 2 | 1.55 | Low
AR418904 | Laboratory refrigerator PD-110 | Pilot lab, L0 | OEM contract | CC3233 - Pilot Plant | 4.9 | 12 | 0.4083 | 3 | 0 | Limited parts availability | 3 | 7.1 | 2380 | 1 | 1 | 2 | Low
AR164846 | HPLC system HX-850 | Formulation lab, L0 | OEM contract | CC3142 - Formulation Science | 6.1 | 10 | 0.61 | 2 | 0 | Supported | 1 | 3.9 | 46290 | 2 | 1 | 1.55 | Low
AR431320 | PH meter HX-600 | Formulation lab, L3 | Quillon Service | CC3142 - Formulation Science | 4.2 | 8 | 0.525 | 3 | 0 | Supported | 1 | 3.8 | 1690 | 2 | 1 | 1.85 | Low
AR569288 | HPLC system HX-340 | Stability lab, L2 | Tamsin & Vale | CC3188 - Stability Testing | 1.7 | 10 | 0.17 | 2 | 0 | Supported | 1 | 8.3 | 69280 | 1 | 1 | 1.3 | Low
AR687637 | Analytical balance TR-410 | Analytical lab, L2 | In-house | CC3105 - Analytical Chemistry | 11 | 12 | 0.9167 | 2 | 0 | Supported | 1 | 1 | 2610 | 3 | 1 | 1.8 | Low
AR384306 | UV-Vis spectrophotometer HX-940 | Analytical lab, L1 | Brightmoor Labs | CC3105 - Analytical Chemistry | 9 | 12 | 0.75 | 2 | 0 | Supported | 1 | 3 | 22670 | 3 | 1 | 1.8 | Low
AR610429 | Real-time PCR system HX-980 | Microbiology lab, L2 | Larkspur Instruments | CC3204 - Microbiology | 4.7 | 8 | 0.5875 | 1 | 0 | Supported | 1 | 3.3 | 36280 | 2 | 1 | 1.25 | Low
AR649192 | Benchtop centrifuge PD-900 | Process lab, L0 | Quillon Service | CC3160 - Process Development | 2.6 | 12 | 0.2167 | 2 | 0 | Supported | 1 | 9.4 | 6780 | 1 | 1 | 1.3 | Low
AR202925 | PH meter HX-450 | QC lab, L3 | In-house | CC3251 - QC Release | 4 | 8 | 0.5 | 4 | 0 | End of sale | 2 | 4 | 610 | 2 | 1 | 2.35 | Low
AR871742 | Steam autoclave PD-980 | Site lab, L2 | Quillon Service | CC3290 - Site Services | 17.4 | 15 | 1.16 | 1 | 1 | End of sale | 2 | -2.4 | 58080 | 4 | 2 | 2.2 | Low
AR928970 | Rotary evaporator VR-540 | Stability lab, L3 | Larkspur Instruments | CC3188 - Stability Testing | 5.4 | 10 | 0.54 | 4 | 0 | Limited parts availability | 3 | 4.6 | 12460 | 2 | 1 | 2.55 | Medium
AR639891 | Biological safety cabinet VR-340 | Bioassay lab, L3 | OEM contract | CC3120 - Bioassay Services | 14.5 | 15 | 0.9667 | 2 | 0 | Supported | 1 | 0.5 | 8660 | 3 | 1 | 1.8 | Low
AR771185 | HPLC system ZK-920 | Analytical lab, L1 | Brightmoor Labs | CC3105 - Analytical Chemistry | 0.4 | 10 | 0.04 | 2 | 0 | Limited parts availability | 3 | 9.6 | 35530 | 1 | 1 | 1.7 | Low
AR420777 | Biological safety cabinet LM-980 | Bioassay lab, L3 | OEM contract | CC3120 - Bioassay Services | 2 | 15 | 0.1333 | 4 | 0 | Supported | 1 | 13 | 11960 | 1 | 1 | 1.9 | Low
AR641413 | Benchtop centrifuge QV-940 | Bioassay lab, L2 | Tamsin & Vale | CC3120 - Bioassay Services | 2.4 | 12 | 0.2 | 3 | 0 | Supported | 1 | 9.6 | 4280 | 1 | 1 | 1.6 | Low
AR672445 | Ultra-low temperature freezer SB-600 | Pilot lab, L3 | In-house | CC3233 - Pilot Plant | 9.4 | 10 | 0.94 | 4 | 0 | Supported | 1 | 0.6 | 20280 | 3 | 1 | 2.4 | Low
AR455936 | CO2 incubator OK-800 | Bioassay lab, L3 | Quillon Service | CC3120 - Bioassay Services | 14.7 | 12 | 1.225 | 4 | 1 | Supported | 1 | -2.7 | 7690 | 4 | 2 | 2.9 | Medium
AR820266 | Laboratory refrigerator TR-810 | Stability lab, L3 | Larkspur Instruments | CC3188 - Stability Testing | 4.9 | 12 | 0.4083 | 4 | 0 | End of sale | 2 | 7.1 | 1290 | 1 | 1 | 2.1 | Low
AR193521 | Laboratory refrigerator OK-450 | Bioassay lab, L1 | Brightmoor Labs | CC3120 - Bioassay Services | 8.4 | 12 | 0.7 | 4 | 0 | Supported | 1 | 3.6 | 3660 | 2 | 1 | 2.15 | Low
AR605962 | UV-Vis spectrophotometer TR-720 | Analytical lab, L2 | In-house | CC3105 - Analytical Chemistry | 15.2 | 12 | 1.2667 | 3 | 1 | No longer supported | 5 | -3.2 | 27470 | 5 | 2 | 3.65 | Medium
AR849345 | Tablet hardness tester SB-200 | Formulation lab, L0 | Halcyon Field | CC3142 - Formulation Science | 15.1 | 12 | 1.2583 | 4 | 0 | Limited parts availability | 3 | -3.1 | 9110 | 5 | 1 | 3.3 | Medium
AR269433 | Particle size analyser PD-440 | Pilot lab, L3 | Larkspur Instruments | CC3233 - Pilot Plant | 5.4 | 12 | 0.45 | 1 | 0 | End of sale | 2 | 6.6 | 73590 | 1 | 1 | 1.2 | Low
AR972963 | Gas chromatograph PD-710 | Metabolism lab, L0 | Orrin Calibration | CC3276 - Metabolism and Residues | 4.3 | 12 | 0.3583 | 3 | 0 | End of support announced | 4 | 7.7 | 46500 | 1 | 1 | 2.2 | Low
AR157151 | UV-Vis spectrophotometer TR-700 | QC lab, L1 | Larkspur Instruments | CC3251 - QC Release | 3.8 | 12 | 0.3167 | 3 | 0 | End of sale | 2 | 8.2 | 20470 | 1 | 1 | 1.8 | Low
AR423553 | PH meter NE-250 | Formulation lab, L2 | In-house | CC3142 - Formulation Science | 2.5 | 8 | 0.3125 | 3 | 0 | Limited parts availability | 3 | 5.5 | 1110 | 1 | 1 | 2 | Low
AR969667 | Analytical balance QV-350 | Pilot lab, L3 | OEM contract | CC3233 - Pilot Plant | 6.8 | 12 | 0.5667 | 3 | 0 | Supported | 1 | 5.2 | 5740 | 2 | 1 | 1.85 | Low
AR317006 | Thermal cycler ZK-920 | Bioassay lab, L3 | Larkspur Instruments | CC3120 - Bioassay Services | 4.6 | 8 | 0.575 | 3 | 2 |  |  | 3.4 | 11780 | 2 | 3
AR483708 | UV-Vis spectrophotometer ZK-980 | Process lab, L2 | Halcyon Field | CC3160 - Process Development | 9 | 12 | 0.75 | 1 | 1 | No longer supported | 5 | 3 | 12870 | 3 | 2 | 2.55 | Medium
AR164533 | UV-Vis spectrophotometer QV-380 | Bioassay lab, L2 | Halcyon Field | CC3120 - Bioassay Services | 8.1 | 12 | 0.675 | 3 | 0 | No longer supported | 5 | 3.9 | 19300 | 2 | 1 | 2.65 | Medium
AR454471 | UHPLC system QV-300 | Analytical lab, L2 | Larkspur Instruments | CC3105 - Analytical Chemistry | 0.5 | 10 | 0.05 | 3 | 0 | End of sale | 2 | 9.5 | 62410 | 1 | 1 | 1.8 | Low
AR477285 | UHPLC system TR-120 | Analytical lab, L2 | Brightmoor Labs | CC3105 - Analytical Chemistry | 4.2 | 10 | 0.42 | 2 | 0 | Supported | 1 | 5.8 | 111060 | 1 | 1 | 1.3 | Low
AR226149 | Biological safety cabinet SB-500 | Microbiology lab, L1 | Larkspur Instruments | CC3204 - Microbiology | 4.7 | 15 | 0.3133 | 2 | 0 | Supported | 1 | 10.3 | 17080 | 1 | 1 | 1.3 | Low
AR345542 | Benchtop centrifuge HX-940 | QC lab, L2 | In-house | CC3251 - QC Release | 6.3 | 12 | 0.525 | 3 | 0 | Supported | 1 | 5.7 | 9040 | 2 | 1 | 1.85 | Low
AR723913 | Water purification system QV-250 | Process lab, L0 | OEM contract | CC3160 - Process Development | 6.2 | 10 | 0.62 | 3 | 0 | Supported | 1 | 3.8 | 13220 | 2 | 1 | 1.85 | Low
AR468557 | Microbalance LM-140 | Formulation lab, L0 | OEM contract | CC3142 - Formulation Science | 13 | 12 | 1.0833 | 4 | 0 | Supported | 1 | -1 | 16980 | 4 | 1 | 2.65 | Medium
AR364243 | Analytical balance SB-700 | QC lab, L1 | Brightmoor Labs | CC3251 - QC Release | 5.6 | 12 | 0.4667 | 2 | 0 | Supported | 1 | 6.4 | 2930 | 1 | 1 | 1.3 | Low
AR805674 | LC-MS system QV-800 | Discovery lab, L1 | In-house | CC3217 - Discovery Biology | 2.8 | 9 | 0.3111 | 3 | 0 | Supported | 1 | 6.2 | 231920 | 1 | 1 | 1.6 | Low
AR277589 | PH meter SB-210 | Stability lab, L1 | Larkspur Instruments | CC3188 - Stability Testing | 4.4 | 8 | 0.55 | 2 | 2 | Supported | 1 | 3.6 | 1880 | 2 | 3 | 2.05 | Low
AR899966 | LC-MS system NE-950 | Analytical lab, L0 | Halcyon Field | CC3105 - Analytical Chemistry | 4 | 9 | 0.4444 | 2 | 0 | Limited parts availability | 3 | 5 | 282480 | 1 | 1 | 1.7 | Low
AR465852 | HPLC system QV-500 | QC lab, L3 | Orrin Calibration | CC3251 - QC Release | 7.1 | 10 | 0.71 | 5 | 1 | End of sale | 2 | 2.9 | 37790 | 2 | 2 | 2.9 | Medium
AR952589 | Gas chromatograph OK-820 | Analytical lab, L3 | Brightmoor Labs | CC3105 - Analytical Chemistry | 5.5 | 12 | 0.4583 | 2 | 0 | Limited parts availability | 3 | 6.5 | 47660 | 1 | 1 | 1.7 | Low
AR587229 | Ultra-low temperature freezer VR-810 | Metabolism lab, L3 | In-house | CC3276 - Metabolism and Residues | 4.6 | 10 | 0.46 | 2 | 0 | Supported | 1 | 5.4 | 10140 | 1 | 1 | 1.3 | Low
AR283535 | PH meter VR-710 | Analytical lab, L2 | OEM contract | CC3105 - Analytical Chemistry | 5.2 | 8 | 0.65 | 3 | 1 | Supported | 1 | 2.8 | 3420 | 2 | 2 | 2.1 | Low
AR393109 | Analytical balance ZK-420 | Process lab, L0 | OEM contract | CC3160 - Process Development | 20.8 | 12 | 1.7333 | 1 | 1 | End of sale | 2 | -8.8 | 3570 | 5 | 2 | 2.45 | Low
AR966247 | UHPLC system QV-450 | Metabolism lab, L3 | Quillon Service | CC3276 - Metabolism and Residues | 4.4 | 10 | 0.44 | 2 | 0 | Supported | 1 | 5.6 | 40990 | 1 | 1 | 1.3 | Low
AR314245 | Rotary evaporator OK-510 | Formulation lab, L0 | Orrin Calibration | CC3142 - Formulation Science | 3.6 | 10 | 0.36 | 3 | 0 | Supported | 1 | 6.4 | 13610 | 1 | 1 | 1.6 | Low
AR341572 | Ultra-low temperature freezer VR-500 | Process lab, L1 | Halcyon Field | CC3160 - Process Development | 11.3 | 10 | 1.13 | 2 | 1 | Supported | 1 | -1.3 | 12080 | 4 | 2 | 2.3 | Low
AR444415 | Benchtop centrifuge ZK-500 | Bioassay lab, L1 | OEM contract | CC3120 - Bioassay Services | 6 | 12 | 0.5 | 2 | 0 | No longer supported | 5 | 6 | 7510 | 2 | 1 | 2.35 | Low
AR248948 | Laboratory refrigerator OK-980 | Process lab, L1 | In-house | CC3160 - Process Development | 13.7 | 12 | 1.1417 | 3 | 1 | End of sale | 2 | -1.7 | 5630 | 4 | 2 | 2.8 | Medium
AR992700 | Inverted microscope ZK-410 | QC lab, L1 | Brightmoor Labs | CC3251 - QC Release | 8.2 | 15 | 0.5467 | 3 | 1 | End of support announced | 4 | 6.8 | 23690 | 2 | 2 | 2.7 | Medium
AR982971 | Rotary evaporator NE-280 | Process lab, L1 | In-house | CC3160 - Process Development | 1.9 | 10 | 0.19 | 3 | 0 | Supported | 1 | 8.1 | 11840 | 1 | 1 | 1.6 | Low
AR895194 | Water purification system HX-510 | Process lab, L2 | Brightmoor Labs | CC3160 - Process Development | 5.9 | 10 | 0.59 | 3 | 0 | Supported | 1 | 4.1 | 13290 | 2 | 1 | 1.85 | Low
AR561480 | Analytical balance LM-440 | Bioassay lab, L1 | In-house | CC3120 - Bioassay Services | 2.2 | 12 | 0.1833 | 2 | 0 | End of support announced | 4 | 9.8 | 2920 | 1 | 1 | 1.9 | Low
AR818148 | CO2 incubator QV-810 | Discovery lab, L2 | OEM contract | CC3217 - Discovery Biology | 5.1 | 12 | 0.425 | 3 | 1 | Supported | 1 | 6.9 | 9990 | 1 | 2 | 1.85 | Low
AR125168 | Dissolution tester NE-640 | Discovery lab, L2 | Quillon Service | CC3217 - Discovery Biology | 2.9 | 12 | 0.2417 | 3 | 0 |  |  | 9.1 | 68590 | 1 | 1
AR329182 | Water purification system VR-210 | Discovery lab, L1 | In-house | CC3217 - Discovery Biology | 4.9 | 10 | 0.49 | 1 | 1 | Supported | 1 | 5.1 | 12740 | 1 | 2 | 1.25 | Low
AR312200 | HPLC system LM-280 | Stability lab, L1 | In-house | CC3188 - Stability Testing | 2.6 | 10 | 0.26 | 3 | 1 | Supported | 1 | 7.4 | 23290 | 1 | 2 | 1.85 | Low
AR291347 | Benchtop centrifuge LM-880 | Site lab, L0 | Tamsin & Vale | CC3290 - Site Services | 5 | 12 | 0.4167 | 2 | 0 | End of sale | 2 | 7 | 3990 | 1 | 1 | 1.5 | Low
AR316035 | Gas chromatograph NE-800 | Analytical lab, L0 | In-house | CC3105 - Analytical Chemistry | 17.9 | 12 | 1.4917 | 3 | 1 | Supported | 1 | -5.9 | 48090 | 5 | 2 | 2.85 | Medium
AR354157 | CO2 incubator QV-110 | Microbiology lab, L2 | Brightmoor Labs | CC3204 - Microbiology | 4.8 | 12 | 0.4 | 2 | 0 | No longer supported | 5 | 7.2 | 7050 | 1 | 1 | 2.1 | Low
AR374387 | Gas chromatograph VR-810 | Metabolism lab, L2 | In-house | CC3276 - Metabolism and Residues | 14.5 | 12 | 1.2083 | 1 | 0 | Supported | 1 | -2.5 | 62970 | 4 | 1 | 1.75 | Low
AR848722 | Rotary evaporator SB-410 | Formulation lab, L0 | Halcyon Field | CC3142 - Formulation Science | 0.8 | 10 | 0.08 | 2 | 0 | Supported | 1 | 9.2 | 11610 | 1 | 1 | 1.3 | Low
AR414521 | Biological safety cabinet OK-140 | Formulation lab, L2 | In-house | CC3142 - Formulation Science | 6.7 | 15 | 0.4467 | 1 | 0 | End of sale | 2 | 8.3 | 8830 | 1 | 1 | 1.2 | Low
AR768211 | Analytical balance HX-740 | Stability lab, L0 | Brightmoor Labs | CC3188 - Stability Testing | 5.4 | 12 | 0.45 | 2 | 0 | Supported | 1 | 6.6 | 2880 | 1 | 1 | 1.3 | Low
AR681191 | FTIR spectrometer OK-480 | QC lab, L2 | Orrin Calibration | CC3251 - QC Release | 5.8 | 12 | 0.4833 | 3 | 0 | Supported | 1 | 6.2 | 35270 | 1 | 1 | 1.6 | Low
AR415644 | Stability chamber NE-200 | Site lab, L1 | Halcyon Field | CC3290 - Site Services | 11 | 15 | 0.7333 | 2 | 2 | Limited parts availability | 3 | 4 | 29860 | 2 | 3 | 2.45 | Low
AR571207 | Karl Fischer titrator LM-210 | Site lab, L0 | Brightmoor Labs | CC3290 - Site Services | 8.7 | 10 | 0.87 | 1 | 0 | No longer supported | 5 | 1.3 | 7730 | 3 | 1 | 2.3 | Low
AR538911 | Ultra-low temperature freezer ZK-820 | Formulation lab, L0 | OEM contract | CC3142 - Formulation Science | 7.1 | 10 | 0.71 | 1 | 0 | Supported | 1 | 2.9 | 12630 | 2 | 1 | 1.25 | Low
AR710003 | FTIR spectrometer NE-700 | Analytical lab, L3 | OEM contract | CC3105 - Analytical Chemistry | 7.3 | 12 | 0.6083 | 2 | 1 | Supported | 1 | 4.7 | 26750 | 2 | 2 | 1.8 | Low
AR625573 | Analytical balance HX-820 | Bioassay lab, L2 | Tamsin & Vale | CC3120 - Bioassay Services | 8.6 | 12 | 0.7167 | 3 | 0 | Supported | 1 | 3.4 | 2760 | 2 | 1 | 1.85 | Low
AR101873 | Benchtop centrifuge QV-510 | QC lab, L2 | Larkspur Instruments | CC3251 - QC Release | 6.5 | 12 | 0.5417 | 2 | 0 | No longer supported | 5 | 5.5 | 5050 | 2 | 1 | 2.35 | Low
AR614885 | Thermal cycler ZK-980 | Bioassay lab, L2 | OEM contract | CC3120 - Bioassay Services | 5.1 | 8 | 0.6375 | 4 | 0 |  |  | 2.9 | 11960 | 2 | 1
AR701775 | Laboratory refrigerator QV-280 | Stability lab, L1 | Brightmoor Labs | CC3188 - Stability Testing | 3.7 | 12 | 0.3083 | 3 | 0 | Limited parts availability | 3 | 8.3 | 3170 | 1 | 1 | 2 | Low
AR225238 | Stability chamber VR-500 | Process lab, L2 | Quillon Service | CC3160 - Process Development | 9.9 | 15 | 0.66 | 2 | 1 | Supported | 1 | 5.1 | 21810 | 2 | 2 | 1.8 | Low
AR342115 | Ultra-low temperature freezer QV-400 | Process lab, L1 | Brightmoor Labs | CC3160 - Process Development | 3.9 | 10 | 0.39 | 3 | 1 | Supported | 1 | 6.1 | 13500 | 1 | 2 | 1.85 | Low
AR588697 | Biological safety cabinet OK-940 | Bioassay lab, L2 | Larkspur Instruments | CC3120 - Bioassay Services | 9.3 | 15 | 0.62 | 2 | 2 | Supported | 1 | 5.7 | 6560 | 2 | 3 | 2.05 | Low
AR624508 | Jacketed reactor system OK-120 | Process lab, L2 | In-house | CC3160 - Process Development | 8.7 | 15 | 0.58 | 3 | 0 | Supported | 1 | 6.3 | 242850 | 2 | 1 | 1.85 | Low
AR634439 | FTIR spectrometer LM-680 | Stability lab, L3 | Brightmoor Labs | CC3188 - Stability Testing | 8.3 | 12 | 0.6917 | 3 | 0 | Limited parts availability | 3 | 3.7 | 38320 | 2 | 1 | 2.25 | Low
AR378195 | Ultra-low temperature freezer SB-100 | Discovery lab, L0 | Larkspur Instruments | CC3217 - Discovery Biology | 6.1 | 10 | 0.61 | 2 | 0 | Supported | 1 | 3.9 | 9080 | 2 | 1 | 1.55 | Low
AR506849 | UHPLC system VR-420 | Analytical lab, L1 | Halcyon Field | CC3105 - Analytical Chemistry | 9.8 | 10 | 0.98 | 3 | 1 | End of support announced | 4 | 0.2 | 48230 | 3 | 2 | 2.95 | Medium
AR874047 | Laboratory refrigerator LM-850 | Bioassay lab, L0 | OEM contract | CC3120 - Bioassay Services | 9.5 | 12 | 0.7917 | 3 | 1 | Supported | 1 | 2.5 | 2290 | 3 | 2 | 2.35 | Low
AR147483 | GC-MS system VR-220 | Analytical lab, L3 | Halcyon Field | CC3105 - Analytical Chemistry | 1 | 10 | 0.1 | 2 | 0 | Supported | 1 | 9 | 98520 | 1 | 1 | 1.3 | Low
AR635268 | Ultra-low temperature freezer VR-110 | Bioassay lab, L3 | In-house | CC3120 - Bioassay Services | 8.8 | 10 | 0.88 | 2 | 1 | End of sale | 2 | 1.2 | 15150 | 3 | 2 | 2.25 | Low
AR837233 | Stability chamber PD-550 | Stability lab, L3 | Tamsin & Vale | CC3188 - Stability Testing | 3.8 | 15 | 0.2533 | 3 | 0 | End of support announced | 4 | 11.2 | 40880 | 1 | 1 | 2.2 | Low
AR779757 | Thermal cycler VR-120 | Bioassay lab, L2 | Brightmoor Labs | CC3120 - Bioassay Services | 2.9 | 8 | 0.3625 | 1 | 0 | Limited parts availability | 3 | 5.1 | 10400 | 1 | 1 | 1.4 | Low
AR690172 | Ultra-low temperature freezer OK-750 | Microbiology lab, L2 | Orrin Calibration | CC3204 - Microbiology | 2.2 | 10 | 0.22 | 2 | 0 | Supported | 1 | 7.8 | 9360 | 1 | 1 | 1.3 | Low
AR271624 | Laboratory refrigerator PD-500 | Analytical lab, L2 | Brightmoor Labs | CC3105 - Analytical Chemistry | 2.3 | 12 | 0.1917 | 3 | 0 | Supported | 1 | 9.7 | 2480 | 1 | 1 | 1.6 | Low
AR475530 | LC-MS system OK-910 | Analytical lab, L2 | Larkspur Instruments | CC3105 - Analytical Chemistry | 1.8 | 9 | 0.2 | 2 | 0 | No longer supported | 5 | 7.2 | 304410 | 1 | 1 | 2.1 | Low
AR530953 | Laboratory refrigerator VR-350 | Stability lab, L0 | Larkspur Instruments | CC3188 - Stability Testing | 0.5 | 12 | 0.0417 | 4 | 0 | Supported | 1 | 11.5 | 1730 | 1 | 1 | 1.9 | Low
AR785761 | CO2 incubator HX-820 | Bioassay lab, L2 | Larkspur Instruments | CC3120 - Bioassay Services | 13.4 | 12 | 1.1167 | 2 | 1 | Supported | 1 | -1.4 | 12730 | 4 | 2 | 2.3 | Low
AR945268 | Analytical balance SB-210 | Stability lab, L1 | Brightmoor Labs | CC3188 - Stability Testing | 11.4 | 12 | 0.95 | 2 | 0 | Supported | 1 | 0.6 | 3750 | 3 | 1 | 1.8 | Low
AR347698 | PH meter LM-350 | QC lab, L0 | Orrin Calibration | CC3251 - QC Release | 0.8 | 8 | 0.1 | 4 | 0 | Supported | 1 | 7.2 | 920 | 1 | 1 | 1.9 | Low
AR667846 | Tablet hardness tester QV-880 | Formulation lab, L3 | In-house | CC3142 - Formulation Science | 5.9 | 12 | 0.4917 | 2 | 0 | Supported | 1 | 6.1 | 19300 | 1 | 1 | 1.3 | Low
AR675771 | Laboratory refrigerator OK-610 | Metabolism lab, L2 | Quillon Service | CC3276 - Metabolism and Residues | 7.6 | 12 | 0.6333 | 1 | 1 | Supported | 1 | 4.4 | 4990 | 2 | 2 | 1.5 | Low
AR491480 | CO2 incubator TR-150 | Formulation lab, L3 | OEM contract | CC3142 - Formulation Science | 2.5 | 12 | 0.2083 | 4 | 1 | Supported | 1 | 9.5 | 9410 | 1 | 2 | 2.15 | Low
AR831844 | CO2 incubator ZK-640 | Discovery lab, L3 | Tamsin & Vale | CC3217 - Discovery Biology | 13.4 | 12 | 1.1167 | 2 | 0 | End of sale | 2 | -1.4 | 6570 | 4 | 1 | 2.25 | Low
AR847591 | Analytical balance SB-450 | Discovery lab, L2 | Brightmoor Labs | CC3217 - Discovery Biology | 12.7 | 12 | 1.0583 | 3 | 2 | Supported | 1 | -0.7 | 7980 | 4 | 3 | 2.85 | Medium
AR287990 | Analytical balance VR-680 | Metabolism lab, L3 | Larkspur Instruments | CC3276 - Metabolism and Residues | 6.9 | 12 | 0.575 | 2 | 0 | Supported | 1 | 5.1 | 2690 | 2 | 1 | 1.55 | Low
AR547370 | Liquid handling workstation ZK-340 | Bioassay lab, L2 | OEM contract | CC3120 - Bioassay Services | 4.5 | 10 | 0.45 | 2 | 1 | No longer supported | 5 | 5.5 | 82190 | 1 | 2 | 2.35 | Low
AR651263 | HPLC system PD-100 | Analytical lab, L2 | Orrin Calibration | CC3105 - Analytical Chemistry | 9.4 | 10 | 0.94 | 3 | 1 | Supported | 1 | 0.6 | 37150 | 3 | 2 | 2.35 | Low
AR320670 | Benchtop centrifuge ZK-920 | Pilot lab, L0 | OEM contract | CC3233 - Pilot Plant | 8.7 | 12 | 0.725 | 3 | 2 | Supported | 1 | 3.3 | 7870 | 2 | 3 | 2.35 | Low
AR765436 | Rotary evaporator LM-720 | Formulation lab, L3 | OEM contract | CC3142 - Formulation Science | 4.5 | 10 | 0.45 | 2 | 0 | Supported | 1 | 5.5 | 7900 | 1 | 1 | 1.3 | Low
AR367282 | Benchtop centrifuge TR-100 | Stability lab, L2 | Quillon Service | CC3188 - Stability Testing | 4.3 | 12 | 0.3583 | 2 | 1 | Supported | 1 | 7.7 | 6990 | 1 | 2 | 1.55 | Low
AR837809 | Water purification system HX-910 | Stability lab, L2 | Tamsin & Vale | CC3188 - Stability Testing | 10.5 | 10 | 1.05 | 3 | 1 | Supported | 1 | -0.5 | 13270 | 4 | 2 | 2.6 | Medium
AR634427 | HPLC system QV-380 | Analytical lab, L0 | OEM contract | CC3105 - Analytical Chemistry | 15.1 | 10 | 1.51 | 1 | 0 | Supported | 1 | -5.1 | 33240 | 5 | 1 | 2 | Low
AR971129 | Gas chromatograph TR-940 | Analytical lab, L0 | Tamsin & Vale | CC3105 - Analytical Chemistry | 13.9 | 12 | 1.1583 | 3 | 1 | End of sale | 2 | -1.9 | 43670 | 4 | 2 | 2.8 | Medium
AR786337 | GC-MS system NE-750 | Analytical lab, L0 | In-house | CC3105 - Analytical Chemistry | 9.1 | 10 | 0.91 | 2 | 0 | Supported | 1 | 0.9 | 180040 | 3 | 1 | 1.8 | Low
AR806086 | Ultra-low temperature freezer HX-850 | Analytical lab, L3 | Quillon Service | CC3105 - Analytical Chemistry | 3.2 | 10 | 0.32 | 2 | 0 | Limited parts availability | 3 | 6.8 | 8630 | 1 | 1 | 1.7 | Low
AR565847 | Karl Fischer titrator LM-610 | Formulation lab, L1 | OEM contract | CC3142 - Formulation Science | 13 | 10 | 1.3 | 2 | 1 | End of sale | 2 | -3 | 20810 | 5 | 2 | 2.75 | Medium
AR416603 | HPLC system ZK-680 | Formulation lab, L3 | OEM contract | CC3142 - Formulation Science | 6.4 | 10 | 0.64 | 4 | 1 | Supported | 1 | 3.6 | 25820 | 2 | 2 | 2.4 | Low
AR947494 | Karl Fischer titrator SB-940 | QC lab, L2 | Tamsin & Vale | CC3251 - QC Release | 1.7 | 10 | 0.17 | 2 | 1 | Supported | 1 | 8.3 | 10380 | 1 | 2 | 1.55 | Low
AR526121 | Microplate reader SB-150 | Discovery lab, L1 | Quillon Service | CC3217 - Discovery Biology | 1.3 | 9 | 0.1444 | 2 | 0 |  |  | 7.7 | 53310 | 1 | 1
AR100172 | FTIR spectrometer NE-400 | Analytical lab, L2 | Brightmoor Labs | CC3105 - Analytical Chemistry | 5.5 | 12 | 0.4583 | 3 | 0 | Supported | 1 | 6.5 | 50350 | 1 | 1 | 1.6 | Low
AR423340 | Biological safety cabinet SB-540 | Bioassay lab, L3 | Larkspur Instruments | CC3120 - Bioassay Services | 23.8 | 15 | 1.5867 | 2 | 0 |  |  | -8.8 | 12750 | 5 | 1
AR622650 | Benchtop centrifuge ZK-900 | Process lab, L3 | OEM contract | CC3160 - Process Development | 4.4 | 12 | 0.3667 | 3 | 1 | Limited parts availability | 3 | 7.6 | 7030 | 1 | 2 | 2.25 | Low
AR776220 | Analytical balance OK-280 | Microbiology lab, L1 | Tamsin & Vale | CC3204 - Microbiology | 5.3 | 12 | 0.4417 | 1 | 1 | Supported | 1 | 6.7 | 4630 | 1 | 2 | 1.25 | Low
AR282114 | Benchtop centrifuge QV-810 | Microbiology lab, L3 | Orrin Calibration | CC3204 - Microbiology | 7.2 | 12 | 0.6 | 4 | 0 | Supported | 1 | 4.8 | 11940 | 2 | 1 | 2.15 | Low
AR209840 | UHPLC system TR-910 | Process lab, L1 | Larkspur Instruments | CC3160 - Process Development | 0.8 | 10 | 0.08 | 3 | 1 | Limited parts availability | 3 | 9.2 | 51030 | 1 | 2 | 2.25 | Low
AR506463 | Biological safety cabinet NE-480 | Microbiology lab, L1 | Orrin Calibration | CC3204 - Microbiology | 5.2 | 15 | 0.3467 | 2 | 0 | End of sale | 2 | 9.8 | 14620 | 1 | 1 | 1.5 | Low
AR636847 | Ultra-low temperature freezer HX-540 | Formulation lab, L0 | Brightmoor Labs | CC3142 - Formulation Science | 5 | 10 | 0.5 | 2 | 0 | Supported | 1 | 5 | 8320 | 2 | 1 | 1.55 | Low
AR997028 | Laboratory refrigerator LM-610 | Microbiology lab, L2 | Brightmoor Labs | CC3204 - Microbiology | 0.4 | 12 | 0.0333 | 3 | 0 | Supported | 1 | 11.6 | 9700 | 1 | 1 | 1.6 | Low
AR144668 | Microbalance SB-410 | Analytical lab, L1 | Orrin Calibration | CC3105 - Analytical Chemistry | 4.8 | 12 | 0.4 | 3 | 0 | Supported | 1 | 7.2 | 15040 | 1 | 1 | 1.6 | Low
AR399866 | HPLC system ZK-310 | QC lab, L3 | Larkspur Instruments | CC3251 - QC Release | 9.4 | 10 | 0.94 | 3 | 0 | No longer supported | 5 | 0.6 | 53150 | 3 | 1 | 2.9 | Medium
AR554515 | HPLC system OK-500 | Stability lab, L2 | Tamsin & Vale | CC3188 - Stability Testing | 2.2 | 10 | 0.22 | 2 | 0 | Supported | 1 | 7.8 | 35700 | 1 | 1 | 1.3 | Low
AR876456 | Laboratory refrigerator HX-600 | Discovery lab, L3 | Larkspur Instruments | CC3217 - Discovery Biology | 5 | 12 | 0.4167 | 3 | 0 | Supported | 1 | 7 | 1640 | 1 | 1 | 1.6 | Low
AR791124 | Analytical balance ZK-920 | Pilot lab, L2 | Larkspur Instruments | CC3233 - Pilot Plant | 9.1 | 12 | 0.7583 | 4 | 2 | End of support announced | 4 | 2.9 | 5520 | 3 | 3 | 3.5 | Medium
AR606249 | UHPLC system OK-210 | Process lab, L2 | Larkspur Instruments | CC3160 - Process Development | 3.5 | 10 | 0.35 | 2 | 0 | End of support announced | 4 | 6.5 | 37460 | 1 | 1 | 1.9 | Low
AR622438 | UHPLC system NE-820 | Analytical lab, L2 | Quillon Service | CC3105 - Analytical Chemistry | 2.6 | 10 | 0.26 | 4 | 0 | Supported | 1 | 7.4 | 35840 | 1 | 1 | 1.9 | Low
AR290314 | CO2 incubator NE-140 | Bioassay lab, L0 | Halcyon Field | CC3120 - Bioassay Services | 6 | 12 | 0.5 | 3 | 1 | Supported | 1 | 6 | 10320 | 2 | 2 | 2.1 | Low
AR713220 | Analytical balance NE-950 | Bioassay lab, L3 | OEM contract | CC3120 - Bioassay Services | 2.5 | 12 | 0.2083 | 3 | 0 | Supported | 1 | 9.5 | 4750 | 1 | 1 | 1.6 | Low
AR323760 | FTIR spectrometer OK-750 | Analytical lab, L3 | Tamsin & Vale | CC3105 - Analytical Chemistry | 7.5 | 12 | 0.625 | 3 | 1 | Supported | 1 | 4.5 | 35060 | 2 | 2 | 2.1 | Low
AR531656 | UV-Vis spectrophotometer VR-500 | Pilot lab, L0 | Brightmoor Labs | CC3233 - Pilot Plant | 10.9 | 12 | 0.9083 | 4 | 0 | Supported | 1 | 1.1 | 13860 | 3 | 1 | 2.4 | Low
AR498984 | CO2 incubator VR-480 | Discovery lab, L2 | OEM contract | CC3217 - Discovery Biology | 4.5 | 12 | 0.375 | 3 | 0 | End of sale | 2 | 7.5 | 4930 | 1 | 1 | 1.8 | Low
AR630740 | Microplate reader PD-700 | Bioassay lab, L1 | OEM contract | CC3120 - Bioassay Services | 1.6 | 9 | 0.1778 | 3 | 0 | Supported | 1 | 7.4 | 25040 | 1 | 1 | 1.6 | Low
AR771011 | CO2 incubator QV-340 | Microbiology lab, L1 | OEM contract | CC3204 - Microbiology | 11 | 12 | 0.9167 | 3 | 1 | Supported | 1 | 1 | 4710 | 3 | 2 | 2.35 | Low
AR607035 | CO2 incubator HX-750 | Bioassay lab, L3 | OEM contract | CC3120 - Bioassay Services | 4.1 | 12 | 0.3417 | 2 | 0 | Supported | 1 | 7.9 | 11740 | 1 | 1 | 1.3 | Low
AR653599 | PH meter OK-150 | Discovery lab, L3 | Larkspur Instruments | CC3217 - Discovery Biology | 2 | 8 | 0.25 | 3 | 0 | Supported | 1 | 6 | 1180 | 1 | 1 | 1.6 | Low
AR880139 | Laboratory refrigerator LM-800 | Pilot lab, L3 | Larkspur Instruments | CC3233 - Pilot Plant | 4.8 | 12 | 0.4 | 4 | 1 | No longer supported | 5 | 7.2 | 3160 | 1 | 2 | 2.95 | Medium
AR189116 | Inverted microscope QV-150 | Bioassay lab, L3 | In-house | CC3120 - Bioassay Services | 16.5 | 15 | 1.1 | 4 | 1 | Supported | 1 | -1.5 | 30180 | 4 | 2 | 2.9 | Medium
AR322973 | Karl Fischer titrator ZK-720 | Analytical lab, L1 | Larkspur Instruments | CC3105 - Analytical Chemistry | 5.7 | 10 | 0.57 | 3 | 0 | Supported | 1 | 4.3 | 9560 | 2 | 1 | 1.85 | Low
AR383359 | HPLC system ZK-550 | QC lab, L2 | Larkspur Instruments | CC3251 - QC Release | 4.6 | 10 | 0.46 | 4 | 0 |  |  | 5.4 | 29940 | 1 | 1
AR566139 | Rotary evaporator LM-720 | Process lab, L0 | In-house | CC3160 - Process Development | 10.3 | 10 | 1.03 | 3 | 0 | Supported | 1 | -0.3 | 11290 | 4 | 1 | 2.35 | Low
AR614251 | UHPLC system NE-880 | Analytical lab, L0 | Orrin Calibration | CC3105 - Analytical Chemistry | 2.8 | 10 | 0.28 | 3 | 0 | Limited parts availability | 3 | 7.2 | 47370 | 1 | 1 | 2 | Low
AR885819 | CO2 incubator VR-800 | Microbiology lab, L2 | In-house | CC3204 - Microbiology | 9.1 | 12 | 0.7583 | 3 | 1 | Supported | 1 | 2.9 | 3860 | 3 | 2 | 2.35 | Low
AR797435 | Water purification system NE-380 | Bioassay lab, L3 | Tamsin & Vale | CC3120 - Bioassay Services | 0.9 | 10 | 0.09 | 3 | 0 | Limited parts availability | 3 | 9.1 | 21160 | 1 | 1 | 2 | Low
AR440818 | Rotary evaporator OK-750 | Process lab, L1 | Halcyon Field | CC3160 - Process Development | 5 | 10 | 0.5 | 2 | 0 | Supported | 1 | 5 | 18970 | 2 | 1 | 1.55 | Low
AR544215 | PH meter SB-300 | Stability lab, L3 | OEM contract | CC3188 - Stability Testing | 5.3 | 8 | 0.6625 | 3 | 1 | Limited parts availability | 3 | 2.7 | 1300 | 2 | 2 | 2.5 | Medium
AR802066 | LC-MS system LM-510 | Discovery lab, L2 | Brightmoor Labs | CC3217 - Discovery Biology | 4.7 | 9 | 0.5222 | 1 | 0 | Supported | 1 | 4.3 | 148950 | 2 | 1 | 1.25 | Low
AR622841 | Water purification system QV-210 | Process lab, L1 | Halcyon Field | CC3160 - Process Development | 6.9 | 10 | 0.69 | 4 | 0 | Supported | 1 | 3.1 | 23070 | 2 | 1 | 2.15 | Low
AR496072 | UHPLC system TR-120 | Metabolism lab, L1 | In-house | CC3276 - Metabolism and Residues | 8.5 | 10 | 0.85 | 3 | 0 | Supported | 1 | 1.5 | 70540 | 3 | 1 | 2.1 | Low
AR204900 | UHPLC system SB-710 | Analytical lab, L1 | Halcyon Field | CC3105 - Analytical Chemistry | 3.5 | 10 | 0.35 | 3 | 0 | End of sale | 2 | 6.5 | 70180 | 1 | 1 | 1.8 | Low
AR475414 | GC-MS system SB-210 | Site lab, L1 | Orrin Calibration | CC3290 - Site Services | 4.3 | 10 | 0.43 | 3 | 0 | Supported | 1 | 5.7 | 62060 | 1 | 1 | 1.6 | Low
AR670396 | Analytical balance QV-840 | Analytical lab, L3 | Tamsin & Vale | CC3105 - Analytical Chemistry | 4.2 | 12 | 0.35 | 2 | 1 | Supported | 1 | 7.8 | 4480 | 1 | 2 | 1.55 | Low
AR496231 | Dissolution tester QV-740 | Stability lab, L2 | In-house | CC3188 - Stability Testing | 1.8 | 12 | 0.15 | 2 | 0 | Limited parts availability | 3 | 10.2 | 33450 | 1 | 1 | 1.7 | Low
AR271633 | Laboratory refrigerator VR-110 | Analytical lab, L0 | Tamsin & Vale | CC3105 - Analytical Chemistry | 5.5 | 12 | 0.4583 | 3 | 1 | Supported | 1 | 6.5 | 1920 | 1 | 2 | 1.85 | Low
AR939951 | PH meter OK-780 | Process lab, L2 | OEM contract | CC3160 - Process Development | 16.2 | 8 | 2.025 | 2 | 0 |  |  | -8.2 | 1310 | 5 | 1
AR921995 | Microplate reader QV-950 | Discovery lab, L1 | OEM contract | CC3217 - Discovery Biology | 8.3 | 9 | 0.9222 | 4 | 0 | Supported | 1 | 0.7 | 47200 | 3 | 1 | 2.4 | Low
AR772008 | Laboratory refrigerator LM-810 | Analytical lab, L0 | Quillon Service | CC3105 - Analytical Chemistry | 3.8 | 12 | 0.3167 | 3 | 1 | Limited parts availability | 3 | 8.2 | 4540 | 1 | 2 | 2.25 | Low
AR981557 | UHPLC system PD-840 | Analytical lab, L0 | Brightmoor Labs | CC3105 - Analytical Chemistry | 7.5 | 10 | 0.75 | 4 | 0 | End of sale | 2 | 2.5 | 46210 | 3 | 1 | 2.6 | Medium
AR192883 | PH meter OK-250 | Formulation lab, L0 | In-house | CC3142 - Formulation Science | 3.7 | 8 | 0.4625 | 3 | 0 | Supported | 1 | 4.3 | 830 | 1 | 1 | 1.6 | Low
AR403288 | CO2 incubator HX-710 | Stability lab, L3 | Larkspur Instruments | CC3188 - Stability Testing | 3.8 | 12 | 0.3167 | 1 | 1 | Supported | 1 | 8.2 | 15930 | 1 | 2 | 1.25 | Low
AR482935 | Microplate reader LM-250 | Bioassay lab, L2 | Quillon Service | CC3120 - Bioassay Services | 6.2 | 9 | 0.6889 | 4 | 0 | Supported | 1 | 2.8 | 97850 | 2 | 1 | 2.15 | Low
AR692400 | PH meter SB-250 | Bioassay lab, L1 | Tamsin & Vale | CC3120 - Bioassay Services | 7.2 | 8 | 0.9 | 2 | 0 | Supported | 1 | 0.8 | 1750 | 3 | 1 | 1.8 | Low
AR936066 | Laboratory refrigerator VR-910 | Microbiology lab, L1 | Halcyon Field | CC3204 - Microbiology | 3.9 | 12 | 0.325 | 2 | 0 | Supported | 1 | 8.1 | 4110 | 1 | 1 | 1.3 | Low
AR224912 | CO2 incubator QV-110 | Analytical lab, L3 | Larkspur Instruments | CC3105 - Analytical Chemistry | 1.2 | 12 | 0.1 | 4 | 0 | Supported | 1 | 10.8 | 4600 | 1 | 1 | 1.9 | Low
AR970411 | Stability chamber TR-220 | Stability lab, L0 | In-house | CC3188 - Stability Testing | 20.3 | 15 | 1.3533 | 1 | 1 | Supported | 1 | -5.3 | 27020 | 5 | 2 | 2.25 | Low
AR555272 | Laboratory refrigerator ZK-550 | Analytical lab, L2 | OEM contract | CC3105 - Analytical Chemistry | 9.4 | 12 | 0.7833 | 1 | 0 | End of support announced | 4 | 2.6 | 2170 | 3 | 1 | 2.1 | Low
AR439728 | Karl Fischer titrator ZK-550 | Analytical lab, L1 | Halcyon Field | CC3105 - Analytical Chemistry | 3.8 | 10 | 0.38 | 2 | 0 | Supported | 1 | 6.2 | 5110 | 1 | 1 | 1.3 | Low
AR160857 | Microplate reader VR-940 | Process lab, L0 | Quillon Service | CC3160 - Process Development | 6.6 | 9 | 0.7333 | 2 | 1 | End of sale | 2 | 2.4 | 20440 | 2 | 2 | 2 | Low
AR484046 | HPLC system LM-940 | Formulation lab, L0 | Larkspur Instruments | CC3142 - Formulation Science | 8.3 | 10 | 0.83 | 2 | 1 | End of sale | 2 | 1.7 | 55670 | 3 | 2 | 2.25 | Low
AR624921 | Thermal cycler QV-240 | Discovery lab, L1 | Quillon Service | CC3217 - Discovery Biology | 2.1 | 8 | 0.2625 | 2 | 0 | Supported | 1 | 5.9 | 8060 | 1 | 1 | 1.3 | Low
AR509391 | Analytical balance ZK-780 | Microbiology lab, L3 | Larkspur Instruments | CC3204 - Microbiology | 4 | 12 | 0.3333 | 3 | 1 | Supported | 1 | 8 | 7350 | 1 | 2 | 1.85 | Low
AR409955 | Microplate reader ZK-140 | Pilot lab, L0 | Halcyon Field | CC3233 - Pilot Plant | 5.2 | 9 | 0.5778 | 2 | 0 | Supported | 1 | 3.8 | 42530 | 2 | 1 | 1.55 | Low
AR852380 | Biological safety cabinet VR-550 | Stability lab, L3 | Larkspur Instruments | CC3188 - Stability Testing | 7 | 15 | 0.4667 | 3 | 0 | Supported | 1 | 8 | 13890 | 1 | 1 | 1.6 | Low
AR462372 | CO2 incubator VR-280 | Discovery lab, L0 | Quillon Service | CC3217 - Discovery Biology | 5.2 | 12 | 0.4333 | 2 | 0 | Supported | 1 | 6.8 | 6650 | 1 | 1 | 1.3 | Low
AR296740 | Analytical balance OK-180 | Bioassay lab, L2 | OEM contract | CC3120 - Bioassay Services | 9.5 | 12 | 0.7917 | 3 | 1 | Supported | 1 | 2.5 | 2280 | 3 | 2 | 2.35 | Low
AR758961 | Ultra-low temperature freezer LM-650 | Process lab, L0 | OEM contract | CC3160 - Process Development | 5.5 | 10 | 0.55 | 2 | 2 | End of sale | 2 | 4.5 | 16650 | 2 | 3 | 2.25 | Low
AR882834 | Biological safety cabinet LM-740 | Bioassay lab, L2 | Orrin Calibration | CC3120 - Bioassay Services | 1.8 | 15 | 0.12 | 3 | 1 | End of sale | 2 | 13.2 | 11230 | 1 | 2 | 2.05 | Low
AR992145 | LC-MS system PD-110 | Analytical lab, L0 | OEM contract | CC3105 - Analytical Chemistry | 12.4 | 9 | 1.3778 | 2 | 2 | End of sale | 2 | -3.4 | 188580 | 5 | 3 | 3 | Medium
AR324194 | HPLC system VR-100 | Metabolism lab, L2 | Brightmoor Labs | CC3276 - Metabolism and Residues | 1.7 | 10 | 0.17 | 2 | 0 | Supported | 1 | 8.3 | 34450 | 1 | 1 | 1.3 | Low
AR524598 | Karl Fischer titrator NE-510 | Formulation lab, L2 | Brightmoor Labs | CC3142 - Formulation Science | 4.7 | 10 | 0.47 | 1 | 0 | Supported | 1 | 5.3 | 8360 | 1 | 1 | 1 | Low
AR406420 | HPLC system QV-880 | Discovery lab, L1 | Larkspur Instruments | CC3217 - Discovery Biology | 3.8 | 10 | 0.38 | 3 | 0 | Supported | 1 | 6.2 | 78500 | 1 | 1 | 1.6 | Low
AR444360 | Steam autoclave QV-600 | Pilot lab, L1 | Brightmoor Labs | CC3233 - Pilot Plant | 9.3 | 15 | 0.62 | 2 | 0 | End of sale | 2 | 5.7 | 57760 | 2 | 1 | 1.75 | Low
AR849985 | PH meter PD-300 | Pilot lab, L3 | Larkspur Instruments | CC3233 - Pilot Plant | 3.9 | 8 | 0.4875 | 3 | 2 | Supported | 1 | 4.1 | 890 | 1 | 3 | 2.1 | Low
AR660626 | PH meter ZK-950 | QC lab, L3 | Brightmoor Labs | CC3251 - QC Release | 5.6 | 8 | 0.7 | 4 | 0 | Supported | 1 | 2.4 | 1930 | 2 | 1 | 2.15 | Low
AR632291 | PH meter TR-210 | Process lab, L2 | In-house | CC3160 - Process Development | 3.5 | 8 | 0.4375 | 3 | 0 | Supported | 1 | 4.5 | 1050 | 1 | 1 | 1.6 | Low
AR353490 | Biological safety cabinet LM-310 | Microbiology lab, L0 | Larkspur Instruments | CC3204 - Microbiology | 0.7 | 15 | 0.0467 | 2 | 1 | End of support announced | 4 | 14.3 | 10400 | 1 | 2 | 2.15 | Low
AR604464 | Analytical balance LM-840 | Stability lab, L1 | Quillon Service | CC3188 - Stability Testing | 1 | 12 | 0.0833 | 4 | 1 | Supported | 1 | 11 | 6770 | 1 | 2 | 2.15 | Low
AR701244 | Benchtop centrifuge OK-820 | Process lab, L0 | In-house | CC3160 - Process Development | 17.8 | 12 | 1.4833 | 1 | 0 | Supported | 1 | -5.8 | 3740 | 5 | 1 | 2 | Low
AR676267 | GC-MS system NE-980 | Bioassay lab, L1 | In-house | CC3120 - Bioassay Services | 1.7 | 10 | 0.17 | 2 | 0 | Supported | 1 | 8.3 | 107780 | 1 | 1 | 1.3 | Low
AR672490 | CO2 incubator QV-580 | Bioassay lab, L0 | Larkspur Instruments | CC3120 - Bioassay Services | 9.4 | 12 | 0.7833 | 4 | 0 | Supported | 1 | 2.6 | 10410 | 3 | 1 | 2.4 | Low
AR158449 | Biological safety cabinet VR-550 | Microbiology lab, L0 | Larkspur Instruments | CC3204 - Microbiology | 5.6 | 15 | 0.3733 | 3 | 1 | Supported | 1 | 9.4 | 26490 | 1 | 2 | 1.85 | Low
AR138464 | Laboratory refrigerator PD-980 | Analytical lab, L3 | Quillon Service | CC3105 - Analytical Chemistry | 8.9 | 12 | 0.7417 | 2 | 0 | Limited parts availability | 3 | 3.1 | 2120 | 2 | 1 | 1.95 | Low
AR367697 | Analytical balance HX-550 | Analytical lab, L1 | Quillon Service | CC3105 - Analytical Chemistry | 13.8 | 12 | 1.15 | 4 | 3 | End of sale | 2 | -1.8 | 3950 | 4 | 4 | 3.6 | Medium
AR954263 | Laboratory refrigerator NE-710 | Discovery lab, L3 | Brightmoor Labs | CC3217 - Discovery Biology | 3.9 | 12 | 0.325 | 3 | 0 | Supported | 1 | 8.1 | 4800 | 1 | 1 | 1.6 | Low
AR962323 | Water purification system OK-350 | Analytical lab, L0 | Quillon Service | CC3105 - Analytical Chemistry | 3.9 | 10 | 0.39 | 3 | 1 | Supported | 1 | 6.1 | 21860 | 1 | 2 | 1.85 | Low
AR474916 | FTIR spectrometer TR-850 | Site lab, L1 | Tamsin & Vale | CC3290 - Site Services | 15.5 | 12 | 1.2917 | 2 | 2 | No longer supported | 5 | -3.5 | 34880 | 5 | 3 | 3.6 | Medium
AR996821 | Gas chromatograph ZK-580 | Analytical lab, L3 | Quillon Service | CC3105 - Analytical Chemistry | 2.6 | 12 | 0.2167 | 1 | 0 | Limited parts availability | 3 | 9.4 | 37670 | 1 | 1 | 1.4 | Low
AR168101 | HPLC system TR-100 | Formulation lab, L1 | Tamsin & Vale | CC3142 - Formulation Science | 10.6 | 10 | 1.06 | 1 | 1 | No longer supported | 5 | -0.6 | 40010 | 4 | 2 | 2.8 | Medium
AR280429 | Thermal cycler VR-520 | Metabolism lab, L1 | In-house | CC3276 - Metabolism and Residues | 4.5 | 8 | 0.5625 | 1 | 0 | Supported | 1 | 3.5 | 12930 | 2 | 1 | 1.25 | Low
AR747927 | UHPLC system QV-240 | Formulation lab, L3 | In-house | CC3142 - Formulation Science | 7.7 | 10 | 0.77 | 2 | 0 | End of sale | 2 | 2.3 | 140790 | 3 | 1 | 2 | Low
AR510974 | Rotary evaporator PD-580 | Formulation lab, L2 | Halcyon Field | CC3142 - Formulation Science | 4.7 | 10 | 0.47 | 1 | 1 | Supported | 1 | 5.3 | 5170 | 1 | 2 | 1.25 | Low
AR994257 | Ultra-low temperature freezer LM-440 | Microbiology lab, L2 | OEM contract | CC3204 - Microbiology | 12.9 | 10 | 1.29 | 1 | 2 | Supported | 1 | -2.9 | 15210 | 5 | 3 | 2.5 | Medium
AR199067 | Analytical balance PD-240 | Stability lab, L2 | Halcyon Field | CC3188 - Stability Testing | 4.5 | 12 | 0.375 | 2 | 0 | Limited parts availability | 3 | 7.5 | 5110 | 1 | 1 | 1.7 | Low
AR618579 | Laboratory refrigerator ZK-150 | Stability lab, L2 | OEM contract | CC3188 - Stability Testing | 2 | 12 | 0.1667 | 3 | 0 | Supported | 1 | 10 | 2560 | 1 | 1 | 1.6 | Low
AR258277 | Inverted microscope ZK-300 | Microbiology lab, L1 | In-house | CC3204 - Microbiology | 3.7 | 15 | 0.2467 | 3 | 0 | End of sale | 2 | 11.3 | 19050 | 1 | 1 | 1.8 | Low
AR162749 | UHPLC system OK-720 | Analytical lab, L1 | Orrin Calibration | CC3105 - Analytical Chemistry | 3.4 | 10 | 0.34 | 2 | 0 | Supported | 1 | 6.6 | 53200 | 1 | 1 | 1.3 | Low
AR791611 | PH meter TR-620 | Stability lab, L2 | Orrin Calibration | CC3188 - Stability Testing | 3.9 | 8 | 0.4875 | 3 | 0 | Supported | 1 | 4.1 | 1210 | 1 | 1 | 1.6 | Low
AR526149 | Ultra-low temperature freezer QV-980 | Process lab, L3 | Larkspur Instruments | CC3160 - Process Development | 4.5 | 10 | 0.45 | 1 | 0 | Supported | 1 | 5.5 | 8720 | 1 | 1 | 1 | Low
AR168500 | Jacketed reactor system LM-720 | QC lab, L1 | In-house | CC3251 - QC Release | 17.3 | 15 | 1.1533 | 3 | 0 | Supported | 1 | -2.3 | 248980 | 4 | 1 | 2.35 | Low
AR959544 | FTIR spectrometer ZK-320 | Analytical lab, L1 | Quillon Service | CC3105 - Analytical Chemistry | 9.1 | 12 | 0.7583 | 2 | 0 | Limited parts availability | 3 | 2.9 | 28800 | 3 | 1 | 2.2 | Low
AR447537 | Analytical balance PD-850 | Pilot lab, L0 | OEM contract | CC3233 - Pilot Plant | 11 | 12 | 0.9167 | 2 | 0 | Limited parts availability | 3 | 1 | 7430 | 3 | 1 | 2.2 | Low
AR606397 | Laboratory refrigerator QV-240 | Process lab, L1 | Brightmoor Labs | CC3160 - Process Development | 7.7 | 12 | 0.6417 | 3 | 0 | Supported | 1 | 4.3 | 1990 | 2 | 1 | 1.85 | Low
AR586682 | Rotary evaporator TR-550 | Process lab, L2 | OEM contract | CC3160 - Process Development | 2.4 | 10 | 0.24 | 1 | 1 | Limited parts availability | 3 | 7.6 | 4650 | 1 | 2 | 1.65 | Low
AR438631 | Tablet hardness tester TR-620 | Analytical lab, L0 | Larkspur Instruments | CC3105 - Analytical Chemistry | 4.3 | 12 | 0.3583 | 3 | 0 | End of sale | 2 | 7.7 | 10770 | 1 | 1 | 1.8 | Low
AR576696 | Benchtop centrifuge SB-740 | Stability lab, L2 | Tamsin & Vale | CC3188 - Stability Testing | 4.6 | 12 | 0.3833 | 2 | 0 | Supported | 1 | 7.4 | 8010 | 1 | 1 | 1.3 | Low
AR329585 | PH meter VR-600 | Process lab, L0 | In-house | CC3160 - Process Development | 2.9 | 8 | 0.3625 | 3 | 1 | End of support announced | 4 | 5.1 | 2140 | 1 | 2 | 2.45 | Low
AR923994 | Analytical balance ZK-120 | Process lab, L1 | In-house | CC3160 - Process Development | 6.6 | 12 | 0.55 | 3 | 0 | Supported | 1 | 5.4 | 9910 | 2 | 1 | 1.85 | Low
AR673550 | PH meter TR-750 | Process lab, L0 | In-house | CC3160 - Process Development | 14 | 8 | 1.75 | 1 | 1 | End of sale | 2 | -6 | 1100 | 5 | 2 | 2.45 | Low
AR567122 | Analytical balance LM-110 | Metabolism lab, L3 | Brightmoor Labs | CC3276 - Metabolism and Residues | 23.6 | 12 | 1.9667 | 2 | 0 | Limited parts availability | 3 | -11.6 | 6370 | 5 | 1 | 2.7 | Medium
AR877109 | Ultra-low temperature freezer NE-340 | Pilot lab, L2 | Halcyon Field | CC3233 - Pilot Plant | 4.4 | 10 | 0.44 | 3 | 0 | Supported | 1 | 5.6 | 12290 | 1 | 1 | 1.6 | Low
AR355422 | Laboratory refrigerator TR-410 | Process lab, L2 | Orrin Calibration | CC3160 - Process Development | 3 | 12 | 0.25 | 2 | 1 | Supported | 1 | 9 | 4150 | 1 | 2 | 1.55 | Low
AR502236 | HPLC system LM-940 | Analytical lab, L2 | In-house | CC3105 - Analytical Chemistry | 5.5 | 10 | 0.55 | 2 | 0 | Limited parts availability | 3 | 4.5 | 39060 | 2 | 1 | 1.95 | Low
AR364738 | PH meter SB-440 | Analytical lab, L1 | Larkspur Instruments | CC3105 - Analytical Chemistry | 2.4 | 8 | 0.3 | 3 | 0 | Supported | 1 | 5.6 | 1630 | 1 | 1 | 1.6 | Low
AR991827 | PH meter ZK-150 | Stability lab, L1 | Tamsin & Vale | CC3188 - Stability Testing | 2.7 | 8 | 0.3375 | 3 | 0 | Supported | 1 | 5.3 | 1460 | 1 | 1 | 1.6 | Low
AR306418 | Laboratory refrigerator ZK-750 | Analytical lab, L1 | Brightmoor Labs | CC3105 - Analytical Chemistry | 3.4 | 12 | 0.2833 | 1 | 0 | Limited parts availability | 3 | 8.6 | 3630 | 1 | 1 | 1.4 | Low
AR584284 | CO2 incubator LM-800 | Bioassay lab, L1 | Orrin Calibration | CC3120 - Bioassay Services | 10.4 | 12 | 0.8667 | 2 | 0 | End of sale | 2 | 1.6 | 10260 | 3 | 1 | 2 | Low
AR992382 | HPLC system QV-940 | Metabolism lab, L0 | Quillon Service | CC3276 - Metabolism and Residues | 11.7 | 10 | 1.17 | 3 | 0 | No longer supported | 5 | -1.7 | 39420 | 4 | 1 | 3.15 | Medium
AR355285 | Liquid handling workstation TR-640 | Discovery lab, L2 | Tamsin & Vale | CC3217 - Discovery Biology | 11.7 | 10 | 1.17 | 2 | 1 | End of sale | 2 | -1.7 | 93490 | 4 | 2 | 2.5 | Medium
AR354393 | Ultra-low temperature freezer OK-120 | Formulation lab, L3 | Quillon Service | CC3142 - Formulation Science | 10.1 | 10 | 1.01 | 3 | 1 | End of sale | 2 | -0.1 | 13690 | 4 | 2 | 2.8 | Medium
AR599957 | Laboratory refrigerator QV-920 | Analytical lab, L0 | Tamsin & Vale | CC3105 - Analytical Chemistry | 2.9 | 12 | 0.2417 | 3 | 0 | Supported | 1 | 9.1 | 2840 | 1 | 1 | 1.6 | Low
AR179320 | Rotary evaporator OK-780 | Analytical lab, L3 | Quillon Service | CC3105 - Analytical Chemistry | 14.2 | 10 | 1.42 | 3 | 2 | End of sale | 2 | -4.2 | 9640 | 5 | 3 | 3.3 | Medium
AR496352 | FTIR spectrometer SB-400 | Bioassay lab, L0 | In-house | CC3120 - Bioassay Services | 1 | 12 | 0.0833 | 3 | 1 | Supported | 1 | 11 | 28600 | 1 | 2 | 1.85 | Low
AR881823 | Microbalance OK-610 | Discovery lab, L2 | In-house | CC3217 - Discovery Biology | 11.6 | 12 | 0.9667 | 3 | 1 | Supported | 1 | 0.4 | 11700 | 3 | 2 | 2.35 | Low
AR137543 | Analytical balance HX-310 | Microbiology lab, L3 | OEM contract | CC3204 - Microbiology | 3.4 | 12 | 0.2833 | 2 | 1 | Limited parts availability | 3 | 8.6 | 3690 | 1 | 2 | 1.95 | Low
AR524948 | Real-time PCR system OK-510 | Microbiology lab, L1 | OEM contract | CC3204 - Microbiology | 6.8 | 8 | 0.85 | 2 | 0 | No longer supported | 5 | 1.2 | 52280 | 3 | 1 | 2.6 | Medium
AR434024 | Tablet hardness tester ZK-610 | Formulation lab, L3 | In-house | CC3142 - Formulation Science | 2.8 | 12 | 0.2333 | 3 | 1 | End of sale | 2 | 9.2 | 5500 | 1 | 2 | 2.05 | Low
AR294634 | Analytical balance TR-910 | Microbiology lab, L1 | Quillon Service | CC3204 - Microbiology | 9.2 | 12 | 0.7667 | 2 | 0 | Supported | 1 | 2.8 | 6190 | 3 | 1 | 1.8 | Low
AR308904 | GC-MS system PD-410 | Analytical lab, L3 | Larkspur Instruments | CC3105 - Analytical Chemistry | 11.5 | 10 | 1.15 | 1 | 1 | Supported | 1 | -1.5 | 152970 | 4 | 2 | 2 | Low
AR513719 | Rotary evaporator TR-500 | Microbiology lab, L3 | Halcyon Field | CC3204 - Microbiology | 7.1 | 10 | 0.71 | 4 | 0 | Supported | 1 | 2.9 | 6170 | 2 | 1 | 2.15 | Low
AR110920 | CO2 incubator PD-780 | Bioassay lab, L3 | In-house | CC3120 - Bioassay Services | 27.5 | 12 | 2.2917 | 3 | 4 | Supported | 1 | -15.5 | 13350 | 5 | 4 | 3.35 | Medium
AR639608 | Karl Fischer titrator VR-740 | Bioassay lab, L0 | In-house | CC3120 - Bioassay Services | 1.1 | 10 | 0.11 | 1 | 0 | Supported | 1 | 8.9 | 8220 | 1 | 1 | 1 | Low
AR219128 | Steam autoclave ZK-740 | Microbiology lab, L1 | Larkspur Instruments | CC3204 - Microbiology | 3.6 | 15 | 0.24 | 2 | 0 | Supported | 1 | 11.4 | 47780 | 1 | 1 | 1.3 | Low
AR168037 | Analytical balance SB-610 | Metabolism lab, L3 | Brightmoor Labs | CC3276 - Metabolism and Residues | 4.8 | 12 | 0.4 | 4 | 0 | Supported | 1 | 7.2 | 4030 | 1 | 1 | 1.9 | Low
AR577222 | Inverted microscope NE-380 | Bioassay lab, L0 | Quillon Service | CC3120 - Bioassay Services | 14.3 | 15 | 0.9533 | 1 | 0 | Supported | 1 | 0.7 | 16400 | 3 | 1 | 1.5 | Low
AR544884 | Laboratory refrigerator QV-250 | Pilot lab, L3 | Orrin Calibration | CC3233 - Pilot Plant | 9.3 | 12 | 0.775 | 3 | 0 | Supported | 1 | 2.7 | 2640 | 3 | 1 | 2.1 | Low
AR744443 | Analytical balance ZK-650 | QC lab, L0 | OEM contract | CC3251 - QC Release | 2 | 12 | 0.1667 | 3 | 0 | Supported | 1 | 10 | 2350 | 1 | 1 | 1.6 | Low
AR810421 | Karl Fischer titrator SB-450 | Analytical lab, L0 | Larkspur Instruments | CC3105 - Analytical Chemistry | 4.9 | 10 | 0.49 | 3 | 0 | End of support announced | 4 | 5.1 | 14300 | 1 | 1 | 2.2 | Low
AR381901 | HPLC system PD-540 | Process lab, L0 | OEM contract | CC3160 - Process Development | 6.4 | 10 | 0.64 | 2 | 0 | End of sale | 2 | 3.6 | 42850 | 2 | 1 | 1.75 | Low
AR879253 | Ultracentrifuge NE-150 | Process lab, L0 | Larkspur Instruments | CC3160 - Process Development | 24.1 | 12 | 2.0083 | 3 | 2 | End of sale | 2 | -12.1 | 118690 | 5 | 3 | 3.3 | Medium
AR631597 | Steam autoclave VR-920 | Stability lab, L3 | In-house | CC3188 - Stability Testing | 5.1 | 15 | 0.34 | 2 | 1 | End of sale | 2 | 9.9 | 52870 | 1 | 2 | 1.75 | Low
AR868433 | GC-MS system PD-110 | Analytical lab, L1 | Quillon Service | CC3105 - Analytical Chemistry | 5.5 | 10 | 0.55 | 2 | 1 | Supported | 1 | 4.5 | 172040 | 2 | 2 | 1.8 | Low
AR655280 | Analytical balance SB-220 | Analytical lab, L0 | Larkspur Instruments | CC3105 - Analytical Chemistry | 7.7 | 12 | 0.6417 | 2 | 0 | End of sale | 2 | 4.3 | 5670 | 2 | 1 | 1.75 | Low
AR815594 | Tablet hardness tester NE-600 | Formulation lab, L3 | Brightmoor Labs | CC3142 - Formulation Science | 15.9 | 12 | 1.325 | 5 | 6 | End of support announced | 4 | -3.9 | 18160 | 5 | 5 | 4.8 | High
AR830408 | Laboratory refrigerator HX-650 | Formulation lab, L2 | Tamsin & Vale | CC3142 - Formulation Science | 15 | 12 | 1.25 | 4 | 1 | End of sale | 2 | -3 | 6410 | 5 | 2 | 3.35 | Medium
AR484445 | Tablet hardness tester TR-340 | Formulation lab, L3 | Halcyon Field | CC3142 - Formulation Science | 8.5 | 12 | 0.7083 | 3 | 0 | End of support announced | 4 | 3.5 | 10210 | 2 | 1 | 2.45 | Low
AR182946 | HPLC system TR-510 | Stability lab, L1 | Orrin Calibration | CC3188 - Stability Testing | 3.2 | 10 | 0.32 | 3 | 0 | Supported | 1 | 6.8 | 23000 | 1 | 1 | 1.6 | Low
AR695134 | GC-MS system ZK-780 | Analytical lab, L1 | OEM contract | CC3105 - Analytical Chemistry | 4.9 | 10 | 0.49 | 3 | 0 | Supported | 1 | 5.1 | 140560 | 1 | 1 | 1.6 | Low
AR658945 | Biological safety cabinet PD-600 | Discovery lab, L2 | In-house | CC3217 - Discovery Biology | 7.3 | 15 | 0.4867 | 3 | 0 | Supported | 1 | 7.7 | 10760 | 1 | 1 | 1.6 | Low
AR849784 | Gas chromatograph LM-840 | Pilot lab, L0 | In-house | CC3233 - Pilot Plant | 2.8 | 12 | 0.2333 | 2 | 1 | Supported | 1 | 9.2 | 39340 | 1 | 2 | 1.55 | Low
AR973992 | CO2 incubator OK-140 | Microbiology lab, L2 | Brightmoor Labs | CC3204 - Microbiology | 13.2 | 12 | 1.1 | 2 | 1 | Supported | 1 | -1.2 | 13400 | 4 | 2 | 2.3 | Low
AR128787 | Liquid handling workstation LM-550 | Bioassay lab, L3 | Larkspur Instruments | CC3120 - Bioassay Services | 5.9 | 10 | 0.59 | 4 | 0 | Supported | 1 | 4.1 | 37000 | 2 | 1 | 2.15 | Low
AR388469 | PH meter NE-750 | Formulation lab, L2 | Quillon Service | CC3142 - Formulation Science | 3.8 | 8 | 0.475 | 2 | 1 |  |  | 4.2 | 1410 | 1 | 2
AR469564 | CO2 incubator OK-200 | Process lab, L3 | OEM contract | CC3160 - Process Development | 8.9 | 12 | 0.7417 | 1 | 2 | Supported | 1 | 3.1 | 12720 | 2 | 3 | 1.75 | Low
AR287159 | Rotary evaporator QV-320 | Analytical lab, L1 | Quillon Service | CC3105 - Analytical Chemistry | 2.6 | 10 | 0.26 | 2 | 0 | Supported | 1 | 7.4 | 6070 | 1 | 1 | 1.3 | Low
AR447688 | LC-MS system SB-400 | Discovery lab, L1 | Orrin Calibration | CC3217 - Discovery Biology | 3.7 | 9 | 0.4111 | 3 | 1 | Supported | 1 | 5.3 | 369840 | 1 | 2 | 1.85 | Low
AR668485 | Biological safety cabinet VR-210 | Microbiology lab, L0 | OEM contract | CC3204 - Microbiology | 7.8 | 15 | 0.52 | 2 | 0 | Supported | 1 | 7.2 | 18210 | 2 | 1 | 1.55 | Low
AR352632 | Karl Fischer titrator ZK-980 | Formulation lab, L2 | Quillon Service | CC3142 - Formulation Science | 4.2 | 10 | 0.42 | 3 | 0 | Supported | 1 | 5.8 | 15900 | 1 | 1 | 1.6 | Low
AR784330 | Laboratory refrigerator OK-980 | Metabolism lab, L1 | Brightmoor Labs | CC3276 - Metabolism and Residues | 12.5 | 12 | 1.0417 | 1 | 0 | Supported | 1 | -0.5 | 1770 | 4 | 1 | 1.75 | Low
AR341907 | HPLC system HX-740 | Stability lab, L2 | Orrin Calibration | CC3188 - Stability Testing | 18.4 | 10 | 1.84 | 3 | 0 | End of sale | 2 | -8.4 | 19480 | 5 | 1 | 2.8 | Medium
AR795593 | Benchtop centrifuge TR-710 | Process lab, L0 | Brightmoor Labs | CC3160 - Process Development | 4.2 | 12 | 0.35 | 2 | 0 | Supported | 1 | 7.8 | 6360 | 1 | 1 | 1.3 | Low
AR371176 | HPLC system NE-620 | Analytical lab, L0 | OEM contract | CC3105 - Analytical Chemistry | 7.9 | 10 | 0.79 | 3 | 0 | Supported | 1 | 2.1 | 26600 | 3 | 1 | 2.1 | Low
AR114101 | Analytical balance OK-120 | Pilot lab, L3 | Brightmoor Labs | CC3233 - Pilot Plant | 17.4 | 12 | 1.45 | 4 | 0 | End of sale | 2 | -5.4 | 4830 | 5 | 1 | 3.1 | Medium
AR113426 | HPLC system LM-200 | Analytical lab, L0 | Quillon Service | CC3105 - Analytical Chemistry | 3.9 | 10 | 0.39 | 3 | 0 | Supported | 1 | 6.1 | 30050 | 1 | 1 | 1.6 | Low
AR153901 | FTIR spectrometer HX-420 | Process lab, L2 | Tamsin & Vale | CC3160 - Process Development | 1.8 | 12 | 0.15 | 3 | 0 | End of support announced | 4 | 10.2 | 31760 | 1 | 1 | 2.2 | Low
AR947565 | Stability chamber VR-680 | Stability lab, L2 | In-house | CC3188 - Stability Testing | 26 | 15 | 1.7333 | 2 | 2 | Supported | 1 | -11 | 50260 | 5 | 3 | 2.8 | Medium
AR618687 | UV-Vis spectrophotometer NE-340 | QC lab, L1 | Larkspur Instruments | CC3251 - QC Release | 7 | 12 | 0.5833 | 1 | 0 | Supported | 1 | 5 | 18840 | 2 | 1 | 1.25 | Low
AR367965 | Biological safety cabinet VR-280 | Bioassay lab, L2 | OEM contract | CC3120 - Bioassay Services | 3.3 | 15 | 0.22 | 2 | 0 | End of sale | 2 | 11.7 | 14150 | 1 | 1 | 1.5 | Low
AR912234 | Gas chromatograph TR-380 | Analytical lab, L2 | Orrin Calibration | CC3105 - Analytical Chemistry | 0.8 | 12 | 0.0667 | 2 | 0 | Supported | 1 | 11.2 | 28010 | 1 | 1 | 1.3 | Low
AR184349 | Analytical balance VR-550 | Site lab, L3 | In-house | CC3290 - Site Services | 12.9 | 12 | 1.075 | 3 | 3 | Supported | 1 | -0.9 | 5480 | 4 | 4 | 3.1 | Medium
AR764419 | Ultra-low temperature freezer OK-710 | Stability lab, L3 | In-house | CC3188 - Stability Testing | 9.2 | 10 | 0.92 | 2 | 0 | Supported | 1 | 0.8 | 12030 | 3 | 1 | 1.8 | Low
AR724668 | Analytical balance ZK-900 | Process lab, L0 | OEM contract | CC3160 - Process Development | 4.2 | 12 | 0.35 | 2 | 0 | Supported | 1 | 7.8 | 3530 | 1 | 1 | 1.3 | Low
AR381944 | Water purification system LM-500 | Process lab, L3 | In-house | CC3160 - Process Development | 7.4 | 10 | 0.74 | 2 | 2 | End of sale | 2 | 2.6 | 16980 | 2 | 3 | 2.25 | Low
AR689225 | Water purification system LM-400 | Bioassay lab, L3 | Quillon Service | CC3120 - Bioassay Services | 13.7 | 10 | 1.37 | 3 | 2 | End of sale | 2 | -3.7 | 15320 | 5 | 3 | 3.3 | Medium
AR385977 | UHPLC system QV-640 | Analytical lab, L0 | Quillon Service | CC3105 - Analytical Chemistry | 3.3 | 10 | 0.33 | 4 | 1 | Supported | 1 | 6.7 | 39960 | 1 | 2 | 2.15 | Low
AR909641 | Laboratory refrigerator PD-700 | Discovery lab, L3 | Orrin Calibration | CC3217 - Discovery Biology | 7.1 | 12 | 0.5917 | 2 | 0 | Limited parts availability | 3 | 4.9 | 4340 | 2 | 1 | 1.95 | Low
AR684287 | PH meter OK-950 | Process lab, L1 | Larkspur Instruments | CC3160 - Process Development | 2.6 | 8 | 0.325 | 3 | 0 | End of sale | 2 | 5.4 | 1210 | 1 | 1 | 1.8 | Low
AR359651 | Water purification system LM-650 | Metabolism lab, L1 | Tamsin & Vale | CC3276 - Metabolism and Residues | 1.8 | 10 | 0.18 | 1 | 0 | Supported | 1 | 8.2 | 14510 | 1 | 1 | 1 | Low
AR963409 | Laboratory refrigerator PD-780 | Discovery lab, L1 | OEM contract | CC3217 - Discovery Biology | 5.8 | 12 | 0.4833 | 1 | 1 | Supported | 1 | 6.2 | 3690 | 1 | 2 | 1.25 | Low
AR984795 | Analytical balance ZK-610 | Site lab, L3 | Quillon Service | CC3290 - Site Services | 3.5 | 12 | 0.2917 | 2 | 0 | Supported | 1 | 8.5 | 2760 | 1 | 1 | 1.3 | Low
AR800112 | Ultra-low temperature freezer QV-140 | Analytical lab, L0 | Quillon Service | CC3105 - Analytical Chemistry | 8 | 10 | 0.8 | 3 | 0 | Supported | 1 | 2 | 16210 | 3 | 1 | 2.1 | Low
AR989067 | Gas chromatograph LM-310 | Metabolism lab, L2 | OEM contract | CC3276 - Metabolism and Residues | 4.3 | 12 | 0.3583 | 2 | 0 | Supported | 1 | 7.7 | 62960 | 1 | 1 | 1.3 | Low
AR932446 | Ultra-low temperature freezer VR-410 | Formulation lab, L1 | In-house | CC3142 - Formulation Science | 10.1 | 10 | 1.01 | 2 | 1 | Supported | 1 | -0.1 | 21250 | 4 | 2 | 2.3 | Low
AR111589 | Analytical balance ZK-150 | Process lab, L0 | Quillon Service | CC3160 - Process Development | 4.2 | 12 | 0.35 | 1 | 0 | Limited parts availability | 3 | 7.8 | 4170 | 1 | 1 | 1.4 | Low
AR469505 | Analytical balance QV-220 | Analytical lab, L0 | In-house | CC3105 - Analytical Chemistry | 2.6 | 12 | 0.2167 | 4 | 0 | End of support announced | 4 | 9.4 | 2720 | 1 | 1 | 2.5 | Medium
AR164572 | PH meter VR-150 | Microbiology lab, L0 | Larkspur Instruments | CC3204 - Microbiology | 8.4 | 8 | 1.05 | 2 | 0 | Supported | 1 | -0.4 | 890 | 4 | 1 | 2.05 | Low
AR375029 | UHPLC system VR-540 | Analytical lab, L3 | Orrin Calibration | CC3105 - Analytical Chemistry | 7.8 | 10 | 0.78 | 2 | 1 | Supported | 1 | 2.2 | 55390 | 3 | 2 | 2.05 | Low
AR658373 | UHPLC system ZK-610 | Metabolism lab, L2 | OEM contract | CC3276 - Metabolism and Residues | 12.1 | 10 | 1.21 | 3 | 0 | End of support announced | 4 | -2.1 | 35610 | 4 | 1 | 2.95 | Medium
AR688327 | Stability chamber HX-500 | Discovery lab, L3 | OEM contract | CC3217 - Discovery Biology | 0.5 | 15 | 0.0333 | 3 | 1 | Supported | 1 | 14.5 | 43050 | 1 | 2 | 1.85 | Low
AR640170 | CO2 incubator TR-200 | Microbiology lab, L2 | In-house | CC3204 - Microbiology | 5.3 | 12 | 0.4417 | 3 | 0 | Limited parts availability | 3 | 6.7 | 11680 | 1 | 1 | 2 | Low
AR242688 | Ultracentrifuge HX-710 | Site lab, L1 | Brightmoor Labs | CC3290 - Site Services | 17.1 | 12 | 1.425 | 2 | 1 | End of sale | 2 | -5.1 | 44790 | 5 | 2 | 2.75 | Medium
AR916922 | Ultra-low temperature freezer TR-510 | Discovery lab, L3 | Halcyon Field | CC3217 - Discovery Biology | 21.2 | 10 | 2.12 | 3 | 0 | Limited parts availability | 3 | -11.2 | 10250 | 5 | 1 | 3 | Medium
AR401531 | Stability chamber ZK-150 | Analytical lab, L3 | Larkspur Instruments | CC3105 - Analytical Chemistry | 3.1 | 15 | 0.2067 | 2 | 0 | Limited parts availability | 3 | 11.9 | 31120 | 1 | 1 | 1.7 | Low
AR505565 | CO2 incubator ZK-720 | Discovery lab, L0 | OEM contract | CC3217 - Discovery Biology | 4.8 | 12 | 0.4 | 1 | 0 | Supported | 1 | 7.2 | 8160 | 1 | 1 | 1 | Low
AR301291 | HPLC system HX-540 | Formulation lab, L3 | In-house | CC3142 - Formulation Science | 4.1 | 10 | 0.41 | 2 | 0 | End of support announced | 4 | 5.9 | 59500 | 1 | 1 | 1.9 | Low
AR544171 | Biological safety cabinet QV-650 | Bioassay lab, L3 | Halcyon Field | CC3120 - Bioassay Services | 19.3 | 15 | 1.2867 | 3 | 0 | End of sale | 2 | -4.3 | 11580 | 5 | 1 | 2.8 | Medium
AR959695 | CO2 incubator NE-200 | Discovery lab, L3 | Brightmoor Labs | CC3217 - Discovery Biology | 8.9 | 12 | 0.7417 | 2 | 1 | Supported | 1 | 3.1 | 14330 | 2 | 2 | 1.8 | Low
AR661750 | Microplate reader VR-380 | Discovery lab, L3 | In-house | CC3217 - Discovery Biology | 6.3 | 9 | 0.7 | 3 | 1 | Supported | 1 | 2.7 | 64630 | 2 | 2 | 2.1 | Low
AR224510 | Gas chromatograph VR-420 | Microbiology lab, L1 | Orrin Calibration | CC3204 - Microbiology | 4.1 | 12 | 0.3417 | 3 | 0 | Supported | 1 | 7.9 | 54550 | 1 | 1 | 1.6 | Low
AR962193 | Benchtop centrifuge LM-900 | Pilot lab, L0 | Tamsin & Vale | CC3233 - Pilot Plant | 1.3 | 12 | 0.1083 | 3 | 1 | Supported | 1 | 10.7 | 6490 | 1 | 2 | 1.85 | Low
AR581942 | Benchtop centrifuge PD-900 | Metabolism lab, L2 | Brightmoor Labs | CC3276 - Metabolism and Residues | 1.4 | 12 | 0.1167 | 3 | 0 | End of sale | 2 | 10.6 | 7830 | 1 | 1 | 1.8 | Low
AR547852 | UHPLC system SB-220 | Metabolism lab, L3 | Halcyon Field | CC3276 - Metabolism and Residues | 5.4 | 10 | 0.54 | 2 | 1 | Supported | 1 | 4.6 | 50000 | 2 | 2 | 1.8 | Low
AR175550 | Karl Fischer titrator NE-800 | Formulation lab, L3 | In-house | CC3142 - Formulation Science | 2.3 | 10 | 0.23 | 3 | 0 | Supported | 1 | 7.7 | 14010 | 1 | 1 | 1.6 | Low
AR578213 | Benchtop centrifuge TR-810 | Analytical lab, L1 | OEM contract | CC3105 - Analytical Chemistry | 8 | 12 | 0.6667 | 2 | 0 | Supported | 1 | 4 | 8870 | 2 | 1 | 1.55 | Low
AR305021 | Dissolution tester TR-520 | Stability lab, L3 | Tamsin & Vale | CC3188 - Stability Testing | 20.1 | 12 | 1.675 | 3 | 1 | End of sale | 2 | -8.1 | 49510 | 5 | 2 | 3.05 | Medium
AR885102 | Rotary evaporator NE-180 | Process lab, L0 | Quillon Service | CC3160 - Process Development | 2.8 | 10 | 0.28 | 2 | 2 | Limited parts availability | 3 | 7.2 | 9690 | 1 | 3 | 2.2 | Low
AR675228 | Laboratory refrigerator HX-380 | Discovery lab, L2 | In-house | CC3217 - Discovery Biology | 10 | 12 | 0.8333 | 1 | 0 | Limited parts availability | 3 | 2 | 3210 | 3 | 1 | 1.9 | Low
AR848777 | Laboratory refrigerator QV-540 | Discovery lab, L2 | Quillon Service | CC3217 - Discovery Biology | 6.5 | 12 | 0.5417 | 1 | 1 | End of sale | 2 | 5.5 | 2460 | 2 | 2 | 1.7 | Low
AR294628 | Microbalance VR-200 | Formulation lab, L3 | In-house | CC3142 - Formulation Science | 13.8 | 12 | 1.15 | 2 | 0 | Supported | 1 | -1.8 | 21030 | 4 | 1 | 2.05 | Low
AR900645 | Analytical balance NE-720 | Process lab, L0 | Brightmoor Labs | CC3160 - Process Development | 10.5 | 12 | 0.875 | 3 | 0 | Supported | 1 | 1.5 | 4820 | 3 | 1 | 2.1 | Low
AR920671 | LC-MS system ZK-580 | Metabolism lab, L0 | Quillon Service | CC3276 - Metabolism and Residues | 0.6 | 9 | 0.0667 | 1 | 0 | Supported | 1 | 8.4 | 265850 | 1 | 1 | 1 | Low
AR888783 | Rotary evaporator ZK-180 | Process lab, L2 | Tamsin & Vale | CC3160 - Process Development | 4.3 | 10 | 0.43 | 3 | 1 | Supported | 1 | 5.7 | 14660 | 1 | 2 | 1.85 | Low
AR756776 | Rotary evaporator LM-340 | Process lab, L2 | Brightmoor Labs | CC3160 - Process Development | 4.9 | 10 | 0.49 | 2 | 0 | Supported | 1 | 5.1 | 6990 | 1 | 1 | 1.3 | Low
AR907191 | Ultracentrifuge OK-820 | Discovery lab, L2 | Orrin Calibration | CC3217 - Discovery Biology | 5.1 | 12 | 0.425 | 1 | 1 | Limited parts availability | 3 | 6.9 | 120610 | 1 | 2 | 1.65 | Low
AR215568 | LC-MS system HX-510 | Discovery lab, L1 | Tamsin & Vale | CC3217 - Discovery Biology | 3.3 | 9 | 0.3667 | 2 | 0 | Supported | 1 | 5.7 | 230740 | 1 | 1 | 1.3 | Low
AR758378 | Real-time PCR system NE-100 | Discovery lab, L2 | Brightmoor Labs | CC3217 - Discovery Biology | 9.1 | 8 | 1.1375 | 2 | 0 | Supported | 1 | -1.1 | 49180 | 4 | 1 | 2.05 | Low
AR716283 | Dissolution tester OK-610 | Microbiology lab, L0 | In-house | CC3204 - Microbiology | 9.6 | 12 | 0.8 | 4 | 1 | End of support announced | 4 | 2.4 | 44940 | 3 | 2 | 3.25 | Medium
AR411810 | LC-MS system OK-580 | Analytical lab, L3 | OEM contract | CC3105 - Analytical Chemistry | 4.1 | 9 | 0.4556 | 4 | 1 | Supported | 1 | 4.9 | 435120 | 1 | 2 | 2.15 | Low
AR582039 | PH meter NE-220 | Microbiology lab, L1 | Larkspur Instruments | CC3204 - Microbiology | 12.5 | 8 | 1.5625 | 4 | 4 | End of support announced | 4 | -4.5 | 1360 | 5 | 4 | 4.25 | High
AR699244 | UV-Vis spectrophotometer HX-900 | Analytical lab, L3 | OEM contract | CC3105 - Analytical Chemistry | 6.9 | 12 | 0.575 | 2 | 0 | Supported | 1 | 5.1 | 9960 | 2 | 1 | 1.55 | Low
AR217768 | Analytical balance TR-800 | Pilot lab, L2 | Orrin Calibration | CC3233 - Pilot Plant | 3.1 | 12 | 0.2583 | 2 | 0 | End of sale | 2 | 8.9 | 4130 | 1 | 1 | 1.5 | Low
AR483464 | Liquid handling workstation PD-910 | Discovery lab, L3 | Quillon Service | CC3217 - Discovery Biology | 7.7 | 10 | 0.77 | 3 | 0 | Supported | 1 | 2.3 | 91240 | 3 | 1 | 2.1 | Low
AR214491 | UHPLC system QV-540 | Analytical lab, L2 | Quillon Service | CC3105 - Analytical Chemistry | 2 | 10 | 0.2 | 2 | 0 |  |  | 8 | 46830 | 1 | 1
AR723085 | Analytical balance HX-710 | Discovery lab, L2 | In-house | CC3217 - Discovery Biology | 5.5 | 12 | 0.4583 | 2 | 0 | Supported | 1 | 6.5 | 5490 | 1 | 1 | 1.3 | Low
AR817885 | Analytical balance ZK-740 | Analytical lab, L1 | In-house | CC3105 - Analytical Chemistry | 6.9 | 12 | 0.575 | 2 | 0 | End of support announced | 4 | 5.1 | 5210 | 2 | 1 | 2.15 | Low
AR852111 | UHPLC system PD-410 | QC lab, L1 | Larkspur Instruments | CC3251 - QC Release | 6.6 | 10 | 0.66 | 3 | 0 | Supported | 1 | 3.4 | 39360 | 2 | 1 | 1.85 | Low
AR872421 | Ultra-low temperature freezer SB-710 | Site lab, L0 | OEM contract | CC3290 - Site Services | 12 | 10 | 1.2 | 2 | 2 | End of sale | 2 | -2 | 13780 | 4 | 3 | 2.75 | Medium
AR184082 | Ultra-low temperature freezer OK-850 | Metabolism lab, L1 | Larkspur Instruments | CC3276 - Metabolism and Residues | 6.2 | 10 | 0.62 | 2 | 0 | End of sale | 2 | 3.8 | 8230 | 2 | 1 | 1.75 | Low
AR847146 | PH meter QV-380 | Bioassay lab, L1 | OEM contract | CC3120 - Bioassay Services | 7 | 8 | 0.875 | 2 | 0 | Supported | 1 | 1 | 1370 | 3 | 1 | 1.8 | Low
AR730109 | PH meter VR-350 | Process lab, L3 | Quillon Service | CC3160 - Process Development | 7.7 | 8 | 0.9625 | 3 | 1 | Supported | 1 | 0.3 | 1550 | 3 | 2 | 2.35 | Low
AR935202 | Analytical balance PD-410 | Stability lab, L2 | OEM contract | CC3188 - Stability Testing | 1.8 | 12 | 0.15 | 1 | 1 | End of support announced | 4 | 10.2 | 3620 | 1 | 2 | 1.85 | Low
AR674043 | Stability chamber VR-750 | Pilot lab, L2 | OEM contract | CC3233 - Pilot Plant | 8.2 | 15 | 0.5467 | 3 | 0 | Supported | 1 | 6.8 | 48170 | 2 | 1 | 1.85 | Low
AR417424 | HPLC system TR-140 | QC lab, L1 | Tamsin & Vale | CC3251 - QC Release | 8.2 | 10 | 0.82 | 3 | 0 | Supported | 1 | 1.8 | 33630 | 3 | 1 | 2.1 | Low
AR807360 | Analytical balance ZK-200 | Process lab, L0 | Halcyon Field | CC3160 - Process Development | 1.2 | 12 | 0.1 | 1 | 0 | Supported | 1 | 10.8 | 6300 | 1 | 1 | 1 | Low
AR391393 | Benchtop centrifuge HX-610 | Bioassay lab, L3 | Larkspur Instruments | CC3120 - Bioassay Services | 3.7 | 12 | 0.3083 | 2 | 0 | Supported | 1 | 8.3 | 7800 | 1 | 1 | 1.3 | Low
AR879130 | FTIR spectrometer OK-540 | Formulation lab, L1 | In-house | CC3142 - Formulation Science | 5.4 | 12 | 0.45 | 4 | 0 | End of sale | 2 | 6.6 | 45860 | 1 | 1 | 2.1 | Low
AR447182 | Biological safety cabinet HX-750 | Microbiology lab, L2 | Larkspur Instruments | CC3204 - Microbiology | 3.4 | 15 | 0.2267 | 2 | 0 | Supported | 1 | 11.6 | 14130 | 1 | 1 | 1.3 | Low
AR128971 | Laboratory refrigerator HX-740 | Analytical lab, L0 | Halcyon Field | CC3105 - Analytical Chemistry | 5.5 | 12 | 0.4583 | 2 | 1 | Supported | 1 | 6.5 | 3870 | 1 | 2 | 1.55 | Low
AR726665 | UV-Vis spectrophotometer TR-240 | Pilot lab, L2 | OEM contract | CC3233 - Pilot Plant | 3.6 | 12 | 0.3 | 3 | 0 | Supported | 1 | 8.4 | 15670 | 1 | 1 | 1.6 | Low
AR670291 | PH meter LM-310 | Formulation lab, L3 | OEM contract | CC3142 - Formulation Science | 2.8 | 8 | 0.35 | 1 | 0 |  |  | 5.2 | 1180 | 1 | 1
AR484670 | PH meter SB-220 | Stability lab, L3 | Brightmoor Labs | CC3188 - Stability Testing | 4.3 | 8 | 0.5375 | 3 | 1 | End of support announced | 4 | 3.7 | 1880 | 2 | 2 | 2.7 | Medium
AR290658 | Karl Fischer titrator TR-450 | QC lab, L2 | Quillon Service | CC3251 - QC Release | 5.8 | 10 | 0.58 | 2 | 1 | Supported | 1 | 4.2 | 11900 | 2 | 2 | 1.8 | Low
AR590601 | LC-MS system HX-600 | Metabolism lab, L3 | Quillon Service | CC3276 - Metabolism and Residues | 15.7 | 9 | 1.7444 | 2 | 2 | Supported | 1 | -6.7 | 211760 | 5 | 3 | 2.8 | Medium
AR267167 | Ultra-low temperature freezer TR-180 | Stability lab, L2 | In-house | CC3188 - Stability Testing | 5.4 | 10 | 0.54 | 2 | 0 | Supported | 1 | 4.6 | 15880 | 2 | 1 | 1.55 | Low
AR321145 | Benchtop centrifuge PD-740 | Process lab, L1 | Orrin Calibration | CC3160 - Process Development | 15.8 | 12 | 1.3167 | 4 | 0 | Supported | 1 | -3.8 | 3990 | 5 | 1 | 2.9 | Medium
AR107481 | HPLC system SB-350 | Stability lab, L0 | OEM contract | CC3188 - Stability Testing | 3.9 | 10 | 0.39 | 3 | 1 | End of sale | 2 | 6.1 | 20030 | 1 | 2 | 2.05 | Low
AR820083 | Analytical balance HX-340 | Site lab, L0 | In-house | CC3290 - Site Services | 2.6 | 12 | 0.2167 | 2 | 0 | End of sale | 2 | 9.4 | 4360 | 1 | 1 | 1.5 | Low
AR988065 | Stability chamber HX-880 | Analytical lab, L1 | OEM contract | CC3105 - Analytical Chemistry | 13 | 15 | 0.8667 | 3 | 0 | Supported | 1 | 2 | 28440 | 3 | 1 | 2.1 | Low
AR360966 | Water purification system OK-720 | Microbiology lab, L0 | In-house | CC3204 - Microbiology | 4.4 | 10 | 0.44 | 4 | 2 | Limited parts availability | 3 | 5.6 | 19510 | 1 | 3 | 2.8 | Medium
AR419983 | Microplate reader NE-900 | Microbiology lab, L2 | Halcyon Field | CC3204 - Microbiology | 3.5 | 9 | 0.3889 | 3 | 0 | Supported | 1 | 5.5 | 61730 | 1 | 1 | 1.6 | Low
AR527816 | Water purification system LM-480 | Process lab, L1 | In-house | CC3160 - Process Development | 5.4 | 10 | 0.54 | 2 | 2 | Supported | 1 | 4.6 | 19770 | 2 | 3 | 2.05 | Low
AR309045 | CO2 incubator HX-650 | Analytical lab, L1 | OEM contract | CC3105 - Analytical Chemistry | 4.8 | 12 | 0.4 | 3 | 0 | Supported | 1 | 7.2 | 9650 | 1 | 1 | 1.6 | Low
AR746273 | Ultra-low temperature freezer NE-980 | Formulation lab, L1 | OEM contract | CC3142 - Formulation Science | 2.3 | 10 | 0.23 | 2 | 0 | Supported | 1 | 7.7 | 9100 | 1 | 1 | 1.3 | Low
AR969519 | Laboratory refrigerator SB-600 | Metabolism lab, L2 | Quillon Service | CC3276 - Metabolism and Residues | 18 | 12 | 1.5 | 1 | 0 | Limited parts availability | 3 | -6 | 3390 | 5 | 1 | 2.4 | Low
AR855920 | UV-Vis spectrophotometer LM-440 | Process lab, L0 | Orrin Calibration | CC3160 - Process Development | 2.9 | 12 | 0.2417 | 3 | 0 | No longer supported | 5 | 9.1 | 22050 | 1 | 1 | 2.4 | Low
AR547029 | Inverted microscope SB-220 | Microbiology lab, L0 | Brightmoor Labs | CC3204 - Microbiology | 5.7 | 15 | 0.38 | 2 | 0 | Supported | 1 | 9.3 | 17360 | 1 | 1 | 1.3 | Low
AR650490 | Liquid handling workstation QV-880 | Discovery lab, L1 | Tamsin & Vale | CC3217 - Discovery Biology | 3.8 | 10 | 0.38 | 3 | 0 | Supported | 1 | 6.2 | 106140 | 1 | 1 | 1.6 | Low
AR833471 | Benchtop centrifuge QV-750 | Site lab, L0 | Larkspur Instruments | CC3290 - Site Services | 8.1 | 12 | 0.675 | 3 | 0 | No longer supported | 5 | 3.9 | 10560 | 2 | 1 | 2.65 | Medium
AR214308 | Rotary evaporator ZK-420 | Process lab, L2 | Quillon Service | CC3160 - Process Development | 16.3 | 10 | 1.63 | 4 | 0 | Supported | 1 | -6.3 | 6570 | 5 | 1 | 2.9 | Medium
AR107959 | Ultra-low temperature freezer OK-120 | Bioassay lab, L2 | In-house | CC3120 - Bioassay Services | 4.8 | 10 | 0.48 | 2 | 0 | Supported | 1 | 5.2 | 15260 | 1 | 1 | 1.3 | Low
AR139515 | UHPLC system ZK-310 | Analytical lab, L1 | Quillon Service | CC3105 - Analytical Chemistry | 8.6 | 10 | 0.86 | 3 | 0 | End of support announced | 4 | 1.4 | 47790 | 3 | 1 | 2.7 | Medium
AR130834 | Laboratory refrigerator LM-110 | Site lab, L0 | Quillon Service | CC3290 - Site Services | 9.5 | 12 | 0.7917 | 1 | 0 | End of sale | 2 | 2.5 | 3190 | 3 | 1 | 1.7 | Low
AR661784 | HPLC system LM-220 | QC lab, L2 | OEM contract | CC3251 - QC Release | 7 | 10 | 0.7 | 4 | 2 | Supported | 1 | 3 | 43040 | 2 | 3 | 2.65 | Medium
AR768327 | HPLC system TR-850 | Metabolism lab, L1 | Tamsin & Vale | CC3276 - Metabolism and Residues | 5.5 | 10 | 0.55 | 3 | 0 | Supported | 1 | 4.5 | 84890 | 2 | 1 | 1.85 | Low
AR332189 | HPLC system SB-740 | Formulation lab, L0 | OEM contract | CC3142 - Formulation Science | 3.7 | 10 | 0.37 | 3 | 0 | Supported | 1 | 6.3 | 43480 | 1 | 1 | 1.6 | Low
AR445881 | Biological safety cabinet HX-710 | Bioassay lab, L2 | Orrin Calibration | CC3120 - Bioassay Services | 5.7 | 15 | 0.38 | 2 | 0 | End of support announced | 4 | 9.3 | 20490 | 1 | 1 | 1.9 | Low
AR165855 | UHPLC system OK-980 | Analytical lab, L1 | Tamsin & Vale | CC3105 - Analytical Chemistry | 2.5 | 10 | 0.25 | 2 | 0 | Supported | 1 | 7.5 | 50320 | 1 | 1 | 1.3 | Low
AR722476 | Ultra-low temperature freezer QV-140 | Metabolism lab, L1 | Larkspur Instruments | CC3276 - Metabolism and Residues | 0.4 | 10 | 0.04 | 5 | 1 | Supported | 1 | 9.6 | 11040 | 1 | 2 | 2.45 | Low
AR347666 | Water purification system HX-640 | Analytical lab, L1 | In-house | CC3105 - Analytical Chemistry | 10.4 | 10 | 1.04 | 3 | 1 | Supported | 1 | -0.4 | 24580 | 4 | 2 | 2.6 | Medium
AR501958 | Liquid handling workstation TR-540 | Discovery lab, L0 | In-house | CC3217 - Discovery Biology | 2.7 | 10 | 0.27 | 3 | 0 | Supported | 1 | 7.3 | 115300 | 1 | 1 | 1.6 | Low
AR437723 | HPLC system TR-940 | Analytical lab, L2 | OEM contract | CC3105 - Analytical Chemistry | 0.8 | 10 | 0.08 | 1 | 1 | Supported | 1 | 9.2 | 36770 | 1 | 2 | 1.25 | Low
AR447420 | Thermal cycler LM-900 | Process lab, L0 | In-house | CC3160 - Process Development | 12.8 | 8 | 1.6 | 3 | 0 | End of support announced | 4 | -4.8 | 7430 | 5 | 1 | 3.2 | Medium
AR768399 | Microplate reader ZK-450 | Bioassay lab, L0 | Larkspur Instruments | CC3120 - Bioassay Services | 8.3 | 9 | 0.9222 | 2 | 0 | Supported | 1 | 0.7 | 44570 | 3 | 1 | 1.8 | Low
AR474235 | Analytical balance HX-620 | Analytical lab, L3 | In-house | CC3105 - Analytical Chemistry | 8 | 12 | 0.6667 | 2 | 1 | Supported | 1 | 4 | 2650 | 2 | 2 | 1.8 | Low
AR515931 | Stability chamber VR-650 | Metabolism lab, L2 | In-house | CC3276 - Metabolism and Residues | 16.6 | 15 | 1.1067 | 3 | 5 | Supported | 1 | -1.6 | 33150 | 4 | 5 | 3.35 | Medium
AR166499 | Ultra-low temperature freezer VR-120 | QC lab, L0 | Larkspur Instruments | CC3251 - QC Release | 2.8 | 10 | 0.28 | 2 | 0 | Supported | 1 | 7.2 | 12850 | 1 | 1 | 1.3 | Low
AR213988 | Ultra-low temperature freezer SB-820 | Discovery lab, L3 | Brightmoor Labs | CC3217 - Discovery Biology | 6.3 | 10 | 0.63 | 2 | 1 | Supported | 1 | 3.7 | 8920 | 2 | 2 | 1.8 | Low
AR677787 | Inverted microscope OK-720 | Process lab, L1 | OEM contract | CC3160 - Process Development | 5.4 | 15 | 0.36 | 2 | 1 | Limited parts availability | 3 | 9.6 | 28780 | 1 | 2 | 1.95 | Low
AR652887 | Liquid handling workstation LM-920 | Discovery lab, L1 | Larkspur Instruments | CC3217 - Discovery Biology | 6.2 | 10 | 0.62 | 1 | 1 | Supported | 1 | 3.8 | 91660 | 2 | 2 | 1.5 | Low
AR123909 | CO2 incubator LM-780 | Microbiology lab, L0 | Larkspur Instruments | CC3204 - Microbiology | 18 | 12 | 1.5 | 3 | 1 |  |  | -6 | 12480 | 5 | 2
AR913904 | Analytical balance HX-500 | Analytical lab, L2 | Brightmoor Labs | CC3105 - Analytical Chemistry | 17.8 | 12 | 1.4833 | 3 | 1 | Supported | 1 | -5.8 | 3220 | 5 | 2 | 2.85 | Medium
AR691505 | Benchtop centrifuge NE-380 | Metabolism lab, L0 | Larkspur Instruments | CC3276 - Metabolism and Residues | 11 | 12 | 0.9167 | 4 | 1 | Supported | 1 | 1 | 7250 | 3 | 2 | 2.65 | Medium
AR270396 | Inverted microscope SB-840 | Bioassay lab, L2 | Quillon Service | CC3120 - Bioassay Services | 18.8 | 15 | 1.2533 | 2 | 0 | Supported | 1 | -3.8 | 25000 | 5 | 1 | 2.3 | Low
AR149804 | HPLC system NE-500 | Analytical lab, L0 | Brightmoor Labs | CC3105 - Analytical Chemistry | 4.1 | 10 | 0.41 | 4 | 0 | No longer supported | 5 | 5.9 | 43180 | 1 | 1 | 2.7 | Medium
AR469342 | UHPLC system QV-740 | Analytical lab, L1 | OEM contract | CC3105 - Analytical Chemistry | 1.8 | 10 | 0.18 | 4 | 0 | Supported | 1 | 8.2 | 42400 | 1 | 1 | 1.9 | Low
AR263003 | GC-MS system HX-950 | Analytical lab, L0 | In-house | CC3105 - Analytical Chemistry | 11.8 | 10 | 1.18 | 4 | 1 | End of sale | 2 | -1.8 | 163210 | 4 | 2 | 3.1 | Medium
AR612095 | HPLC system LM-800 | Stability lab, L0 | Tamsin & Vale | CC3188 - Stability Testing | 6.9 | 10 | 0.69 | 3 | 0 | Supported | 1 | 3.1 | 52630 | 2 | 1 | 1.85 | Low
AR419904 | Particle size analyser LM-900 | Pilot lab, L0 | Brightmoor Labs | CC3233 - Pilot Plant | 2.6 | 12 | 0.2167 | 4 | 0 | Supported | 1 | 9.4 | 23690 | 1 | 1 | 1.9 | Low
AR317529 | HPLC system LM-140 | Formulation lab, L3 | OEM contract | CC3142 - Formulation Science | 1 | 10 | 0.1 | 3 | 2 | Supported | 1 | 9 | 37560 | 1 | 3 | 2.1 | Low
AR943728 | Stability chamber QV-380 | Stability lab, L2 | Larkspur Instruments | CC3188 - Stability Testing | 9.2 | 15 | 0.6133 | 3 | 2 | End of support announced | 4 | 5.8 | 26200 | 2 | 3 | 2.95 | Medium
AR582710 | Gas chromatograph SB-380 | QC lab, L0 | OEM contract | CC3251 - QC Release | 2.2 | 12 | 0.1833 | 2 | 1 | Supported | 1 | 9.8 | 22870 | 1 | 2 | 1.55 | Low
AR662005 | Biological safety cabinet HX-500 | Analytical lab, L3 | OEM contract | CC3105 - Analytical Chemistry | 0.9 | 15 | 0.06 | 4 | 0 | End of support announced | 4 | 14.1 | 8360 | 1 | 1 | 2.5 | Medium
AR305717 | Laboratory refrigerator ZK-400 | Metabolism lab, L2 | Halcyon Field | CC3276 - Metabolism and Residues | 5.6 | 12 | 0.4667 | 2 | 0 | Supported | 1 | 6.4 | 3190 | 1 | 1 | 1.3 | Low
AR670365 | CO2 incubator PD-320 | Bioassay lab, L1 | OEM contract | CC3120 - Bioassay Services | 10.1 | 12 | 0.8417 | 3 | 0 | End of support announced | 4 | 1.9 | 12860 | 3 | 1 | 2.7 | Medium
AR720445 | HPLC system OK-620 | QC lab, L2 | Quillon Service | CC3251 - QC Release | 7.6 | 10 | 0.76 | 2 | 0 | End of sale | 2 | 2.4 | 25960 | 3 | 1 | 2 | Low
AR986943 | Liquid handling workstation HX-440 | Discovery lab, L1 | Larkspur Instruments | CC3217 - Discovery Biology | 2 | 10 | 0.2 | 3 | 0 | Limited parts availability | 3 | 8 | 149330 | 1 | 1 | 2 | Low
AR654129 | GC-MS system ZK-640 | Microbiology lab, L2 | Larkspur Instruments | CC3204 - Microbiology | 1.9 | 10 | 0.19 | 2 | 0 | End of sale | 2 | 8.1 | 115290 | 1 | 1 | 1.5 | Low
AR306013 | Laboratory refrigerator LM-300 | Stability lab, L2 | Brightmoor Labs | CC3188 - Stability Testing | 6.8 | 12 | 0.5667 | 2 | 0 | End of sale | 2 | 5.2 | 3160 | 2 | 1 | 1.75 | Low
AR328013 | FTIR spectrometer TR-820 | QC lab, L2 | Halcyon Field | CC3251 - QC Release | 11.1 | 12 | 0.925 | 3 | 0 | Limited parts availability | 3 | 0.9 | 30120 | 3 | 1 | 2.5 | Medium
AR440550 | Ultra-low temperature freezer OK-620 | Microbiology lab, L3 | In-house | CC3204 - Microbiology | 13.9 | 10 | 1.39 | 5 | 5 | No longer supported | 5 | -3.9 | 15740 | 5 | 5 | 5 | High
AR631567 | Biological safety cabinet OK-480 | Process lab, L1 | In-house | CC3160 - Process Development | 5.7 | 15 | 0.38 | 2 | 0 | Supported | 1 | 9.3 | 12970 | 1 | 1 | 1.3 | Low
AR343746 | UHPLC system PD-720 | Analytical lab, L0 | Orrin Calibration | CC3105 - Analytical Chemistry | 11.8 | 10 | 1.18 | 3 | 1 | Supported | 1 | -1.8 | 42820 | 4 | 2 | 2.6 | Medium
AR537446 | Laboratory refrigerator QV-910 | Formulation lab, L2 | Orrin Calibration | CC3142 - Formulation Science | 5.5 | 12 | 0.4583 | 2 | 0 | Supported | 1 | 6.5 | 1670 | 1 | 1 | 1.3 | Low
AR485368 | CO2 incubator OK-500 | Microbiology lab, L0 | Tamsin & Vale | CC3204 - Microbiology | 1.9 | 12 | 0.1583 | 3 | 1 | Supported | 1 | 10.1 | 10890 | 1 | 2 | 1.85 | Low
AR216533 | Steam autoclave NE-810 | Process lab, L2 | Brightmoor Labs | CC3160 - Process Development | 20.9 | 15 | 1.3933 | 5 | 3 | No longer supported | 5 | -5.9 | 32850 | 5 | 4 | 4.75 | High
AR948046 | Laboratory refrigerator NE-100 | Discovery lab, L2 | OEM contract | CC3217 - Discovery Biology | 2.8 | 12 | 0.2333 | 2 | 0 | Supported | 1 | 9.2 | 2840 | 1 | 1 | 1.3 | Low
AR672439 | PH meter NE-210 | Discovery lab, L2 | Larkspur Instruments | CC3217 - Discovery Biology | 9.1 | 8 | 1.1375 | 2 | 0 | Supported | 1 | -1.1 | 1470 | 4 | 1 | 2.05 | Low
AR402922 | HPLC system NE-300 | Process lab, L2 | Halcyon Field | CC3160 - Process Development | 2.8 | 10 | 0.28 | 2 | 0 | Supported | 1 | 7.2 | 24970 | 1 | 1 | 1.3 | Low
AR628875 | Dissolution tester LM-650 | QC lab, L2 | Brightmoor Labs | CC3251 - QC Release | 6.8 | 12 | 0.5667 | 4 | 0 | Limited parts availability | 3 | 5.2 | 57230 | 2 | 1 | 2.55 | Medium
AR545638 | Biological safety cabinet NE-740 | Bioassay lab, L2 | Halcyon Field | CC3120 - Bioassay Services | 23.2 | 15 | 1.5467 | 3 | 2 | Supported | 1 | -8.2 | 10000 | 5 | 3 | 3.1 | Medium
AR585517 | Inverted microscope OK-400 | Microbiology lab, L0 | In-house | CC3204 - Microbiology | 7.1 | 15 | 0.4733 | 3 | 0 | Supported | 1 | 7.9 | 22350 | 1 | 1 | 1.6 | Low
AR957504 | UV-Vis spectrophotometer NE-510 | Analytical lab, L0 | Tamsin & Vale | CC3105 - Analytical Chemistry | 6.4 | 12 | 0.5333 | 2 | 0 | Supported | 1 | 5.6 | 20890 | 2 | 1 | 1.55 | Low
AR947004 | HPLC system NE-900 | Formulation lab, L3 | OEM contract | CC3142 - Formulation Science | 3.8 | 10 | 0.38 | 1 | 0 | Supported | 1 | 6.2 | 25770 | 1 | 1 | 1 | Low
AR529775 | CO2 incubator TR-280 | Discovery lab, L2 | Tamsin & Vale | CC3217 - Discovery Biology | 6.3 | 12 | 0.525 | 4 | 0 | Supported | 1 | 5.7 | 10170 | 2 | 1 | 2.15 | Low
AR531215 | HPLC system HX-540 | Formulation lab, L3 | Larkspur Instruments | CC3142 - Formulation Science | 1.4 | 10 | 0.14 | 1 | 0 | Limited parts availability | 3 | 8.6 | 34820 | 1 | 1 | 1.4 | Low
AR315824 | CO2 incubator PD-950 | Bioassay lab, L1 | Orrin Calibration | CC3120 - Bioassay Services | 12.7 | 12 | 1.0583 | 2 | 0 | Supported | 1 | -0.7 | 6430 | 4 | 1 | 2.05 | Low
AR386486 | HPLC system OK-380 | Analytical lab, L2 | In-house | CC3105 - Analytical Chemistry | 1.1 | 10 | 0.11 | 2 | 1 | End of support announced | 4 | 8.9 | 24900 | 1 | 2 | 2.15 | Low
AR307126 | Rotary evaporator VR-150 | Process lab, L3 | OEM contract | CC3160 - Process Development | 3.5 | 10 | 0.35 | 2 | 0 | No longer supported | 5 | 6.5 | 5850 | 1 | 1 | 2.1 | Low
AR663237 | Biological safety cabinet HX-510 | Bioassay lab, L0 | Tamsin & Vale | CC3120 - Bioassay Services | 6.4 | 15 | 0.4267 | 3 | 0 | Supported | 1 | 8.6 | 12410 | 1 | 1 | 1.6 | Low
AR668845 | Laboratory refrigerator SB-840 | Discovery lab, L3 | OEM contract | CC3217 - Discovery Biology | 12.5 | 12 | 1.0417 | 2 | 0 | Limited parts availability | 3 | -0.5 | 3470 | 4 | 1 | 2.45 | Low
AR452410 | CO2 incubator HX-280 | Bioassay lab, L0 | In-house | CC3120 - Bioassay Services | 4.2 | 12 | 0.35 | 3 | 0 | Supported | 1 | 7.8 | 11340 | 1 | 1 | 1.6 | Low
AR712957 | Biological safety cabinet VR-480 | Bioassay lab, L1 | Halcyon Field | CC3120 - Bioassay Services | 11.4 | 15 | 0.76 | 2 | 0 | Supported | 1 | 3.6 | 14600 | 3 | 1 | 1.8 | Low
AR157479 | Benchtop centrifuge ZK-850 | Process lab, L0 | Larkspur Instruments | CC3160 - Process Development | 7.9 | 12 | 0.6583 | 3 | 0 | No longer supported | 5 | 4.1 | 4800 | 2 | 1 | 2.65 | Medium
AR539223 | UHPLC system HX-380 | Analytical lab, L1 | Tamsin & Vale | CC3105 - Analytical Chemistry | 12 | 10 | 1.2 | 3 | 1 | End of sale | 2 | -2 | 79090 | 4 | 2 | 2.8 | Medium
AR487365 | HPLC system HX-420 | Analytical lab, L3 | Quillon Service | CC3105 - Analytical Chemistry | 3.5 | 10 | 0.35 | 3 | 0 | Limited parts availability | 3 | 6.5 | 21390 | 1 | 1 | 2 | Low
AR852680 | Benchtop centrifuge VR-520 | Site lab, L3 | In-house | CC3290 - Site Services | 1.8 | 12 | 0.15 | 3 | 0 | Supported | 1 | 10.2 | 7660 | 1 | 1 | 1.6 | Low
AR735327 | HPLC system OK-150 | Analytical lab, L3 | Quillon Service | CC3105 - Analytical Chemistry | 5.2 | 10 | 0.52 | 3 | 0 | Supported | 1 | 4.8 | 13730 | 2 | 1 | 1.85 | Low
AR118442 | HPLC system VR-620 | Stability lab, L0 | OEM contract | CC3188 - Stability Testing | 6.6 | 10 | 0.66 | 4 | 0 | Supported | 1 | 3.4 | 18590 | 2 | 1 | 2.15 | Low
AR231661 | CO2 incubator LM-320 | Site lab, L3 | Orrin Calibration | CC3290 - Site Services | 7.7 | 12 | 0.6417 | 2 | 0 | End of sale | 2 | 4.3 | 10110 | 2 | 1 | 1.75 | Low
AR336290 | Analytical balance SB-100 | Stability lab, L1 | Larkspur Instruments | CC3188 - Stability Testing | 10 | 12 | 0.8333 | 4 | 1 | Supported | 1 | 2 | 4110 | 3 | 2 | 2.65 | Medium
AR133381 | Liquid handling workstation LM-820 | Discovery lab, L0 | Brightmoor Labs | CC3217 - Discovery Biology | 10.5 | 10 | 1.05 | 3 | 1 | Supported | 1 | -0.5 | 162170 | 4 | 2 | 2.6 | Medium
AR183890 | Steam autoclave LM-180 | Microbiology lab, L2 | In-house | CC3204 - Microbiology | 6.9 | 15 | 0.46 | 3 | 1 | Supported | 1 | 8.1 | 48000 | 1 | 2 | 1.85 | Low
AR818181 | UV-Vis spectrophotometer PD-220 | Bioassay lab, L0 | Halcyon Field | CC3120 - Bioassay Services | 4 | 12 | 0.3333 | 2 | 0 | End of sale | 2 | 8 | 15050 | 1 | 1 | 1.5 | Low
AR447700 | UHPLC system NE-700 | Discovery lab, L3 | OEM contract | CC3217 - Discovery Biology | 5 | 10 | 0.5 | 4 | 0 | Supported | 1 | 5 | 99690 | 2 | 1 | 2.15 | Low
AR725429 | Ultra-low temperature freezer TR-880 | Stability lab, L3 | Brightmoor Labs | CC3188 - Stability Testing | 1.9 | 10 | 0.19 | 3 | 1 | End of support announced | 4 | 8.1 | 14150 | 1 | 2 | 2.45 | Low
AR220427 | UV-Vis spectrophotometer LM-380 | Analytical lab, L1 | Halcyon Field | CC3105 - Analytical Chemistry | 11.6 | 12 | 0.9667 | 3 | 0 | No longer supported | 5 | 0.4 | 16470 | 3 | 1 | 2.9 | Medium
AR447116 | CO2 incubator PD-340 | Bioassay lab, L3 | In-house | CC3120 - Bioassay Services | 3 | 12 | 0.25 | 3 | 0 | Limited parts availability | 3 | 9 | 13690 | 1 | 1 | 2 | Low
AR906031 | Laboratory refrigerator LM-910 | Analytical lab, L0 | In-house | CC3105 - Analytical Chemistry | 21.5 | 12 | 1.7917 | 3 | 2 | Supported | 1 | -9.5 | 3400 | 5 | 3 | 3.1 | Medium
AR457603 | UHPLC system LM-480 | Analytical lab, L3 | Brightmoor Labs | CC3105 - Analytical Chemistry | 3.6 | 10 | 0.36 | 3 | 0 | Supported | 1 | 6.4 | 41000 | 1 | 1 | 1.6 | Low
AR762440 | Water purification system ZK-300 | Analytical lab, L0 | Quillon Service | CC3105 - Analytical Chemistry | 3.1 | 10 | 0.31 | 3 | 0 | Supported | 1 | 6.9 | 17230 | 1 | 1 | 1.6 | Low
AR109943 | Gas chromatograph LM-480 | Metabolism lab, L1 | Quillon Service | CC3276 - Metabolism and Residues | 6.9 | 12 | 0.575 | 3 | 0 | End of sale | 2 | 5.1 | 43410 | 2 | 1 | 2.05 | Low
AR583623 | Steam autoclave PD-200 | Pilot lab, L1 | Larkspur Instruments | CC3233 - Pilot Plant | 4.4 | 15 | 0.2933 | 2 | 0 | Limited parts availability | 3 | 10.6 | 81760 | 1 | 1 | 1.7 | Low
AR271678 | Benchtop centrifuge VR-550 | Analytical lab, L2 | Tamsin & Vale | CC3105 - Analytical Chemistry | 4.2 | 12 | 0.35 | 2 | 0 | Supported | 1 | 7.8 | 5230 | 1 | 1 | 1.3 | Low
AR653642 | Ultra-low temperature freezer OK-150 | Stability lab, L3 | Larkspur Instruments | CC3188 - Stability Testing | 13.8 | 10 | 1.38 | 1 | 0 | Limited parts availability | 3 | -3.8 | 6840 | 5 | 1 | 2.4 | Low
AR938899 | Microplate reader NE-580 | Bioassay lab, L1 | OEM contract | CC3120 - Bioassay Services | 12.5 | 9 | 1.3889 | 2 | 3 | End of sale | 2 | -3.5 | 76430 | 5 | 4 | 3.25 | Medium
AR718526 | Benchtop centrifuge VR-600 | Analytical lab, L1 | Tamsin & Vale | CC3105 - Analytical Chemistry | 11.9 | 12 | 0.9917 | 4 | 2 | Supported | 1 | 0.1 | 5460 | 3 | 3 | 2.9 | Medium
AR303860 | Ultra-low temperature freezer LM-200 | Analytical lab, L2 | OEM contract | CC3105 - Analytical Chemistry | 3.1 | 10 | 0.31 | 3 | 0 | End of support announced | 4 | 6.9 | 14850 | 1 | 1 | 2.2 | Low
AR431311 | Karl Fischer titrator ZK-820 | Analytical lab, L1 | Quillon Service | CC3105 - Analytical Chemistry | 2.2 | 10 | 0.22 | 3 | 0 | Supported | 1 | 7.8 | 9950 | 1 | 1 | 1.6 | Low
AR133273 | GC-MS system LM-910 | Analytical lab, L1 | Halcyon Field | CC3105 - Analytical Chemistry | 3.6 | 10 | 0.36 | 3 | 1 | Supported | 1 | 6.4 | 97070 | 1 | 2 | 1.85 | Low
AR527888 | Benchtop centrifuge QV-210 | Microbiology lab, L2 | Larkspur Instruments | CC3204 - Microbiology | 2.3 | 12 | 0.1917 | 1 | 0 | No longer supported | 5 | 9.7 | 5740 | 1 | 1 | 1.8 | Low
AR898409 | Microbalance TR-850 | Metabolism lab, L1 | Quillon Service | CC3276 - Metabolism and Residues | 4.8 | 12 | 0.4 | 2 | 0 | Supported | 1 | 7.2 | 20020 | 1 | 1 | 1.3 | Low
AR647161 | Steam autoclave LM-110 | Stability lab, L2 | In-house | CC3188 - Stability Testing | 1.4 | 15 | 0.0933 | 4 | 0 | Supported | 1 | 13.6 | 38950 | 1 | 1 | 1.9 | Low
AR921341 | Ultra-low temperature freezer NE-610 | Bioassay lab, L1 | Tamsin & Vale | CC3120 - Bioassay Services | 6.6 | 10 | 0.66 | 5 | 0 | End of sale | 2 | 3.4 | 13840 | 2 | 1 | 2.65 | Medium
AR418651 | Analytical balance QV-540 | Site lab, L0 | Orrin Calibration | CC3290 - Site Services | 7.7 | 12 | 0.6417 | 1 | 0 | Supported | 1 | 4.3 | 9000 | 2 | 1 | 1.25 | Low
AR136647 | Laboratory refrigerator VR-400 | Analytical lab, L1 | Brightmoor Labs | CC3105 - Analytical Chemistry | 21.9 | 12 | 1.825 | 3 | 1 | Supported | 1 | -9.9 | 2800 | 5 | 2 | 2.85 | Medium
AR672299 | Ultra-low temperature freezer TR-520 | Stability lab, L1 | OEM contract | CC3188 - Stability Testing | 5.1 | 10 | 0.51 | 1 | 0 | Supported | 1 | 4.9 | 14370 | 2 | 1 | 1.25 | Low
AR343133 | Laboratory refrigerator TR-450 | Bioassay lab, L2 | Larkspur Instruments | CC3120 - Bioassay Services | 4.2 | 12 | 0.35 | 3 | 0 | Supported | 1 | 7.8 | 2160 | 1 | 1 | 1.6 | Low
AR562093 | HPLC system LM-850 | Stability lab, L0 | In-house | CC3188 - Stability Testing | 4 | 10 | 0.4 | 4 | 0 |  |  | 6 | 37310 | 1 | 1
AR984480 | Analytical balance TR-540 | Microbiology lab, L2 | In-house | CC3204 - Microbiology | 10 | 12 | 0.8333 | 2 | 0 | End of sale | 2 | 2 | 3260 | 3 | 1 | 2 | Low
AR121806 | Laboratory refrigerator NE-600 | Bioassay lab, L2 | In-house | CC3120 - Bioassay Services | 9.2 | 12 | 0.7667 | 2 | 0 | Supported | 1 | 2.8 | 3550 | 3 | 1 | 1.8 | Low
AR488828 | PH meter SB-680 | Discovery lab, L3 | In-house | CC3217 - Discovery Biology | 12.2 | 8 | 1.525 | 1 | 1 | Supported | 1 | -4.2 | 1160 | 5 | 2 | 2.25 | Low
AR235783 | Real-time PCR system VR-840 | Bioassay lab, L0 | OEM contract | CC3120 - Bioassay Services | 7.2 | 8 | 0.9 | 3 | 0 | Supported | 1 | 0.8 | 23870 | 3 | 1 | 2.1 | Low
AR417681 | HPLC system QV-780 | Formulation lab, L1 | OEM contract | CC3142 - Formulation Science | 3.9 | 10 | 0.39 | 3 | 0 |  |  | 6.1 | 49600 | 1 | 1
AR737749 | FTIR spectrometer VR-340 | Process lab, L1 | In-house | CC3160 - Process Development | 17.6 | 12 | 1.4667 | 2 | 0 | Supported | 1 | -5.6 | 34990 | 5 | 1 | 2.3 | Low
AR252678 | UHPLC system NE-300 | QC lab, L2 | Quillon Service | CC3251 - QC Release | 13.4 | 10 | 1.34 | 3 | 0 | Supported | 1 | -3.4 | 54170 | 5 | 1 | 2.6 | Medium
AR628692 | HPLC system QV-940 | Analytical lab, L3 | OEM contract | CC3105 - Analytical Chemistry | 4.4 | 10 | 0.44 | 2 | 1 | End of sale | 2 | 5.6 | 40830 | 1 | 2 | 1.75 | Low
AR848358 | CO2 incubator OK-850 | QC lab, L2 | Orrin Calibration | CC3251 - QC Release | 13.1 | 12 | 1.0917 | 2 | 0 | Supported | 1 | -1.1 | 3720 | 4 | 1 | 2.05 | Low
AR629250 | UHPLC system ZK-950 | Stability lab, L1 | OEM contract | CC3188 - Stability Testing | 4.9 | 10 | 0.49 | 4 | 0 | Supported | 1 | 5.1 | 27350 | 1 | 1 | 1.9 | Low
AR660854 | Biological safety cabinet PD-540 | Discovery lab, L1 | Quillon Service | CC3217 - Discovery Biology | 20.6 | 15 | 1.3733 | 2 | 0 | Supported | 1 | -5.6 | 12470 | 5 | 1 | 2.3 | Low
AR660007 | Biological safety cabinet NE-520 | Microbiology lab, L3 | OEM contract | CC3204 - Microbiology | 3.2 | 15 | 0.2133 | 2 | 0 | End of support announced | 4 | 11.8 | 13110 | 1 | 1 | 1.9 | Low
AR741141 | Real-time PCR system SB-610 | Discovery lab, L3 | OEM contract | CC3217 - Discovery Biology | 3.2 | 8 | 0.4 | 1 | 1 | Supported | 1 | 4.8 | 30000 | 1 | 2 | 1.25 | Low
AR557739 | Tablet hardness tester LM-910 | QC lab, L1 | Brightmoor Labs | CC3251 - QC Release | 2.7 | 12 | 0.225 | 4 | 0 | Supported | 1 | 9.3 | 12770 | 1 | 1 | 1.9 | Low
AR145041 | LC-MS system ZK-610 | Process lab, L3 | Larkspur Instruments | CC3160 - Process Development | 3.1 | 9 | 0.3444 | 3 | 0 | Limited parts availability | 3 | 5.9 | 270850 | 1 | 1 | 2 | Low
AR670827 | HPLC system TR-650 | Formulation lab, L3 | In-house | CC3142 - Formulation Science | 6.4 | 10 | 0.64 | 3 | 0 | Supported | 1 | 3.6 | 36730 | 2 | 1 | 1.85 | Low
AR259837 | Biological safety cabinet TR-510 | Bioassay lab, L0 | Quillon Service | CC3120 - Bioassay Services | 6.7 | 15 | 0.4467 | 3 | 0 | Supported | 1 | 8.3 | 14380 | 1 | 1 | 1.6 | Low
AR148139 | CO2 incubator QV-400 | Bioassay lab, L1 | In-house | CC3120 - Bioassay Services | 14 | 12 | 1.1667 | 3 | 1 | Limited parts availability | 3 | -2 | 8910 | 4 | 2 | 3 | Medium
AR693527 | Analytical balance TR-310 | Process lab, L3 | Brightmoor Labs | CC3160 - Process Development | 14.1 | 12 | 1.175 | 3 | 1 | Supported | 1 | -2.1 | 6420 | 4 | 2 | 2.6 | Medium
AR196746 | Analytical balance NE-100 | Bioassay lab, L3 | OEM contract | CC3120 - Bioassay Services | 5.1 | 12 | 0.425 | 2 | 0 | Limited parts availability | 3 | 6.9 | 5180 | 1 | 1 | 1.7 | Low
AR130975 | Benchtop centrifuge VR-610 | Analytical lab, L3 | OEM contract | CC3105 - Analytical Chemistry | 4 | 12 | 0.3333 | 4 | 0 | Supported | 1 | 8 | 7620 | 1 | 1 | 1.9 | Low
AR918829 | Ultra-low temperature freezer ZK-240 | Formulation lab, L0 | Larkspur Instruments | CC3142 - Formulation Science | 1.2 | 10 | 0.12 | 2 | 0 | Supported | 1 | 8.8 | 12150 | 1 | 1 | 1.3 | Low
AR115307 | Laboratory refrigerator LM-440 | Microbiology lab, L0 | OEM contract | CC3204 - Microbiology | 7 | 12 | 0.5833 | 3 | 0 | Supported | 1 | 5 | 2970 | 2 | 1 | 1.85 | Low
AR919649 | Analytical balance HX-800 | Formulation lab, L2 | In-house | CC3142 - Formulation Science | 2.6 | 12 | 0.2167 | 2 | 0 | Supported | 1 | 9.4 | 3840 | 1 | 1 | 1.3 | Low
AR113048 | HPLC system QV-950 | Stability lab, L2 | Larkspur Instruments | CC3188 - Stability Testing | 9.1 | 10 | 0.91 | 3 | 0 | End of sale | 2 | 0.9 | 41780 | 3 | 1 | 2.3 | Low
AR715885 | HPLC system HX-910 | QC lab, L1 | OEM contract | CC3251 - QC Release | 5.2 | 10 | 0.52 | 4 | 0 | End of sale | 2 | 4.8 | 46670 | 2 | 1 | 2.35 | Low
AR210609 | Stability chamber TR-750 | Stability lab, L2 | Larkspur Instruments | CC3188 - Stability Testing | 10 | 15 | 0.6667 | 3 | 0 | Supported | 1 | 5 | 30780 | 2 | 1 | 1.85 | Low
AR556746 | Laboratory refrigerator QV-120 | Formulation lab, L1 | Brightmoor Labs | CC3142 - Formulation Science | 6.1 | 12 | 0.5083 | 3 | 0 | Supported | 1 | 5.9 | 2990 | 2 | 1 | 1.85 | Low
AR926983 | Jacketed reactor system HX-320 | Pilot lab, L0 | Brightmoor Labs | CC3233 - Pilot Plant | 10.8 | 15 | 0.72 | 3 | 2 | End of support announced | 4 | 4.2 | 149260 | 2 | 3 | 2.95 | Medium
AR499754 | Benchtop centrifuge NE-940 | Bioassay lab, L1 | OEM contract | CC3120 - Bioassay Services | 3.4 | 12 | 0.2833 | 2 | 0 | End of sale | 2 | 8.6 | 6430 | 1 | 1 | 1.5 | Low
AR694090 | HPLC system OK-300 | Formulation lab, L3 | OEM contract | CC3142 - Formulation Science | 17 | 10 | 1.7 | 5 | 4 | No longer supported | 5 | -7 | 19460 | 5 | 4 | 4.75 | High
AR993322 | HPLC system OK-610 | Formulation lab, L2 | Quillon Service | CC3142 - Formulation Science | 2.7 | 10 | 0.27 | 2 | 0 | End of sale | 2 | 7.3 | 42150 | 1 | 1 | 1.5 | Low
AR108601 | Analytical balance TR-480 | Discovery lab, L3 | Orrin Calibration | CC3217 - Discovery Biology | 5.2 | 12 | 0.4333 | 3 | 0 | Supported | 1 | 6.8 | 3780 | 1 | 1 | 1.6 | Low
AR882258 | Rotary evaporator SB-100 | Process lab, L3 | Tamsin & Vale | CC3160 - Process Development | 15.8 | 10 | 1.58 | 2 | 2 | Supported | 1 | -5.8 | 8950 | 5 | 3 | 2.8 | Medium
AR154014 | Analytical balance QV-540 | Analytical lab, L2 | Brightmoor Labs | CC3105 - Analytical Chemistry | 5.9 | 12 | 0.4917 | 3 | 0 | Supported | 1 | 6.1 | 4310 | 1 | 1 | 1.6 | Low
AR527475 | PH meter TR-840 | QC lab, L2 | Larkspur Instruments | CC3251 - QC Release | 6.4 | 8 | 0.8 | 3 | 0 | Supported | 1 | 1.6 | 920 | 3 | 1 | 2.1 | Low
AR356417 | CO2 incubator ZK-310 | Bioassay lab, L3 | Brightmoor Labs | CC3120 - Bioassay Services | 16.9 | 12 | 1.4083 | 2 | 1 | End of sale | 2 | -4.9 | 8280 | 5 | 2 | 2.75 | Medium
AR259048 | Benchtop centrifuge QV-680 | Bioassay lab, L1 | Quillon Service | CC3120 - Bioassay Services | 6.4 | 12 | 0.5333 | 2 | 0 | Supported | 1 | 5.6 | 12170 | 2 | 1 | 1.55 | Low
AR766223 | Real-time PCR system HX-480 | Discovery lab, L0 | In-house | CC3217 - Discovery Biology | 2.6 | 8 | 0.325 | 2 | 0 | Supported | 1 | 5.4 | 25730 | 1 | 1 | 1.3 | Low
AR628927 | UHPLC system OK-250 | QC lab, L3 | In-house | CC3251 - QC Release | 4.9 | 10 | 0.49 | 3 | 0 | Supported | 1 | 5.1 | 72870 | 1 | 1 | 1.6 | Low
AR290244 | Gas chromatograph LM-880 | Discovery lab, L2 | Larkspur Instruments | CC3217 - Discovery Biology | 2.2 | 12 | 0.1833 | 2 | 0 | Supported | 1 | 9.8 | 31570 | 1 | 1 | 1.3 | Low
AR218789 | Rotary evaporator HX-380 | Stability lab, L1 | Brightmoor Labs | CC3188 - Stability Testing | 3.2 | 10 | 0.32 | 3 | 1 | Supported | 1 | 6.8 | 7730 | 1 | 2 | 1.85 | Low
AR409139 | Analytical balance NE-750 | Bioassay lab, L3 | Larkspur Instruments | CC3120 - Bioassay Services | 6.6 | 12 | 0.55 | 2 | 0 | Supported | 1 | 5.4 | 4580 | 2 | 1 | 1.55 | Low
AR870085 | PH meter HX-510 | Process lab, L2 | OEM contract | CC3160 - Process Development | 2.2 | 8 | 0.275 | 2 | 0 | End of sale | 2 | 5.8 | 1320 | 1 | 1 | 1.5 | Low
AR416096 | Laboratory refrigerator SB-500 | Site lab, L0 | Brightmoor Labs | CC3290 - Site Services | 11.2 | 12 | 0.9333 | 1 | 0 | Supported | 1 | 0.8 | 3200 | 3 | 1 | 1.5 | Low
AR967720 | UHPLC system ZK-850 | Metabolism lab, L0 | Quillon Service | CC3276 - Metabolism and Residues | 9.2 | 10 | 0.92 | 1 | 0 | Supported | 1 | 0.8 | 46110 | 3 | 1 | 1.5 | Low
AR558518 | Steam autoclave SB-180 | Pilot lab, L0 | In-house | CC3233 - Pilot Plant | 9.8 | 15 | 0.6533 | 3 | 0 | No longer supported | 5 | 5.2 | 30740 | 2 | 1 | 2.65 | Medium
AR391854 | Gas chromatograph ZK-510 | Pilot lab, L0 | Halcyon Field | CC3233 - Pilot Plant | 4.3 | 12 | 0.3583 | 3 | 0 | Supported | 1 | 7.7 | 45350 | 1 | 1 | 1.6 | Low
AR222182 | Analytical balance TR-540 | QC lab, L1 | Tamsin & Vale | CC3251 - QC Release | 7.6 | 12 | 0.6333 | 3 | 0 | No longer supported | 5 | 4.4 | 2690 | 2 | 1 | 2.65 | Medium
AR581012 | Rotary evaporator SB-720 | Formulation lab, L2 | In-house | CC3142 - Formulation Science | 4.9 | 10 | 0.49 | 5 | 1 | Supported | 1 | 5.1 | 18060 | 1 | 2 | 2.45 | Low
AR802937 | Laboratory refrigerator OK-120 | Analytical lab, L2 | Larkspur Instruments | CC3105 - Analytical Chemistry | 1.8 | 12 | 0.15 | 2 | 1 | Supported | 1 | 10.2 | 3940 | 1 | 2 | 1.55 | Low
AR892197 | Water purification system QV-950 | Discovery lab, L1 | OEM contract | CC3217 - Discovery Biology | 6.3 | 10 | 0.63 | 2 | 0 | Supported | 1 | 3.7 | 19930 | 2 | 1 | 1.55 | Low
AR577522 | UHPLC system VR-140 | Pilot lab, L1 | Quillon Service | CC3233 - Pilot Plant | 7.5 | 10 | 0.75 | 3 | 0 | Supported | 1 | 2.5 | 69070 | 3 | 1 | 2.1 | Low
AR110827 | Benchtop centrifuge QV-600 | Site lab, L3 | Tamsin & Vale | CC3290 - Site Services | 9.4 | 12 | 0.7833 | 3 | 1 | End of support announced | 4 | 2.6 | 4340 | 3 | 2 | 2.95 | Medium
AR782724 | LC-MS system TR-310 | Process lab, L3 | OEM contract | CC3160 - Process Development | 8.1 | 9 | 0.9 | 4 | 0 | Supported | 1 | 0.9 | 148610 | 3 | 1 | 2.4 | Low
AR874100 | Rotary evaporator VR-110 | Process lab, L3 | Larkspur Instruments | CC3160 - Process Development | 3 | 10 | 0.3 | 2 | 0 | Supported | 1 | 7 | 6220 | 1 | 1 | 1.3 | Low
AR660489 | Thermal cycler PD-880 | Bioassay lab, L2 | In-house | CC3120 - Bioassay Services | 3.5 | 8 | 0.4375 | 3 | 1 | Supported | 1 | 4.5 | 5740 | 1 | 2 | 1.85 | Low
AR742679 | CO2 incubator ZK-910 | Discovery lab, L0 | Larkspur Instruments | CC3217 - Discovery Biology | 9.9 | 12 | 0.825 | 1 | 0 | End of sale | 2 | 2.1 | 7140 | 3 | 1 | 1.7 | Low
AR892788 | Particle size analyser ZK-640 | Formulation lab, L0 | Larkspur Instruments | CC3142 - Formulation Science | 8.4 | 12 | 0.7 | 1 | 0 | Supported | 1 | 3.6 | 87500 | 2 | 1 | 1.25 | Low
AR391588 | Gas chromatograph OK-820 | QC lab, L0 | Brightmoor Labs | CC3251 - QC Release | 15.2 | 12 | 1.2667 | 2 | 0 | Supported | 1 | -3.2 | 46150 | 5 | 1 | 2.3 | Low
AR264533 | Analytical balance SB-100 | Site lab, L1 | OEM contract | CC3290 - Site Services | 5.3 | 12 | 0.4417 | 1 | 0 | Supported | 1 | 6.7 | 3910 | 1 | 1 | 1 | Low
AR995094 | CO2 incubator NE-180 | Microbiology lab, L3 | Orrin Calibration | CC3204 - Microbiology | 2.5 | 12 | 0.2083 | 3 | 0 | Supported | 1 | 9.5 | 8050 | 1 | 1 | 1.6 | Low
AR215430 | Analytical balance LM-880 | Discovery lab, L2 | Larkspur Instruments | CC3217 - Discovery Biology | 2.6 | 12 | 0.2167 | 4 | 0 | Supported | 1 | 9.4 | 5620 | 1 | 1 | 1.9 | Low
AR893061 | Jacketed reactor system PD-580 | Pilot lab, L2 | Brightmoor Labs | CC3233 - Pilot Plant | 10.1 | 15 | 0.6733 | 2 | 0 | End of sale | 2 | 4.9 | 118380 | 2 | 1 | 1.75 | Low
AR155449 | UHPLC system PD-840 | Analytical lab, L1 | Larkspur Instruments | CC3105 - Analytical Chemistry | 4.2 | 10 | 0.42 | 2 | 0 | Supported | 1 | 5.8 | 65750 | 1 | 1 | 1.3 | Low
AR664557 | Karl Fischer titrator VR-680 | Analytical lab, L1 | Brightmoor Labs | CC3105 - Analytical Chemistry | 2.2 | 10 | 0.22 | 4 | 0 | Supported | 1 | 7.8 | 13070 | 1 | 1 | 1.9 | Low
AR666195 | Benchtop centrifuge PD-840 | Analytical lab, L2 | Larkspur Instruments | CC3105 - Analytical Chemistry | 6.4 | 12 | 0.5333 | 3 | 0 | Supported | 1 | 5.6 | 7560 | 2 | 1 | 1.85 | Low
AR661042 | Water purification system ZK-800 | Discovery lab, L2 | Orrin Calibration | CC3217 - Discovery Biology | 4 | 10 | 0.4 | 3 | 0 | End of sale | 2 | 6 | 11090 | 1 | 1 | 1.8 | Low
AR264855 | Gas chromatograph NE-350 | Metabolism lab, L0 | Tamsin & Vale | CC3276 - Metabolism and Residues | 7.6 | 12 | 0.6333 | 4 | 1 | Limited parts availability | 3 | 4.4 | 49820 | 2 | 2 | 2.8 | Medium
AR532712 | LC-MS system PD-380 | Analytical lab, L3 | Brightmoor Labs | CC3105 - Analytical Chemistry | 5.7 | 9 | 0.6333 | 4 | 1 | End of support announced | 4 | 3.3 | 158520 | 2 | 2 | 3 | Medium
AR233489 | Benchtop centrifuge OK-420 | Metabolism lab, L3 | Larkspur Instruments | CC3276 - Metabolism and Residues | 7.6 | 12 | 0.6333 | 2 | 0 | Supported | 1 | 4.4 | 9200 | 2 | 1 | 1.55 | Low
AR660606 | Gas chromatograph TR-210 | Analytical lab, L0 | Tamsin & Vale | CC3105 - Analytical Chemistry | 6.4 | 12 | 0.5333 | 1 | 0 | End of support announced | 4 | 5.6 | 37860 | 2 | 1 | 1.85 | Low
AR326955 | HPLC system HX-850 | Analytical lab, L0 | Quillon Service | CC3105 - Analytical Chemistry | 9.4 | 10 | 0.94 | 3 | 1 | Supported | 1 | 0.6 | 31350 | 3 | 2 | 2.35 | Low
AR972194 | Analytical balance HX-310 | Pilot lab, L0 | Orrin Calibration | CC3233 - Pilot Plant | 8.5 | 12 | 0.7083 | 3 | 0 | Supported | 1 | 3.5 | 7400 | 2 | 1 | 1.85 | Low
AR300952 | Inverted microscope PD-320 | Analytical lab, L0 | Quillon Service | CC3105 - Analytical Chemistry | 5 | 15 | 0.3333 | 2 | 1 | Supported | 1 | 10 | 17860 | 1 | 2 | 1.55 | Low
AR149414 | Water purification system ZK-240 | Analytical lab, L0 | Tamsin & Vale | CC3105 - Analytical Chemistry | 11.2 | 10 | 1.12 | 2 | 0 | Supported | 1 | -1.2 | 24340 | 4 | 1 | 2.05 | Low
AR804098 | Liquid handling workstation OK-210 | Bioassay lab, L0 | Larkspur Instruments | CC3120 - Bioassay Services | 8.7 | 10 | 0.87 | 4 | 0 |  |  | 1.3 | 151150 | 3 | 1
AR158725 | Ultra-low temperature freezer NE-150 | Stability lab, L2 | Larkspur Instruments | CC3188 - Stability Testing | 3.6 | 10 | 0.36 | 2 | 0 | Supported | 1 | 6.4 | 10620 | 1 | 1 | 1.3 | Low
AR487289 | PH meter LM-340 | Site lab, L3 | OEM contract | CC3290 - Site Services | 4.8 | 8 | 0.6 | 3 | 0 | Limited parts availability | 3 | 3.2 | 1920 | 2 | 1 | 2.25 | Low
AR559271 | Laboratory refrigerator HX-810 | Site lab, L3 | OEM contract | CC3290 - Site Services | 5.2 | 12 | 0.4333 | 1 | 0 | Supported | 1 | 6.8 | 3760 | 1 | 1 | 1 | Low
AR557100 | HPLC system PD-900 | QC lab, L2 | Larkspur Instruments | CC3251 - QC Release | 12.5 | 10 | 1.25 | 2 | 2 | End of sale | 2 | -2.5 | 36870 | 5 | 3 | 3 | Medium
AR341217 | Benchtop centrifuge PD-850 | Pilot lab, L0 | Tamsin & Vale | CC3233 - Pilot Plant | 11.4 | 12 | 0.95 | 1 | 0 | Supported | 1 | 0.6 | 4310 | 3 | 1 | 1.5 | Low
AR824686 | Jacketed reactor system ZK-200 | Process lab, L0 | In-house | CC3160 - Process Development | 14 | 15 | 0.9333 | 3 | 0 | Limited parts availability | 3 | 1 | 243120 | 3 | 1 | 2.5 | Medium
AR344665 | Gas chromatograph QV-340 | Analytical lab, L1 | Tamsin & Vale | CC3105 - Analytical Chemistry | 0.7 | 12 | 0.0583 | 2 | 0 | Supported | 1 | 11.3 | 29720 | 1 | 1 | 1.3 | Low
AR532538 | HPLC system TR-450 | Stability lab, L3 | Orrin Calibration | CC3188 - Stability Testing | 1.9 | 10 | 0.19 | 3 | 1 | Limited parts availability | 3 | 8.1 | 32660 | 1 | 2 | 2.25 | Low
AR280213 | Ultra-low temperature freezer HX-900 | Discovery lab, L1 | Brightmoor Labs | CC3217 - Discovery Biology | 4 | 10 | 0.4 | 3 | 0 | Supported | 1 | 6 | 11500 | 1 | 1 | 1.6 | Low
AR710718 | Liquid handling workstation HX-540 | Bioassay lab, L3 | OEM contract | CC3120 - Bioassay Services | 1.1 | 10 | 0.11 | 5 | 0 | Supported | 1 | 8.9 | 64100 | 1 | 1 | 2.2 | Low
AR463864 | UV-Vis spectrophotometer SB-900 | Bioassay lab, L0 | In-house | CC3120 - Bioassay Services | 2.5 | 12 | 0.2083 | 4 | 0 | Limited parts availability | 3 | 9.5 | 19140 | 1 | 1 | 2.3 | Low
AR508263 | PH meter TR-340 | Process lab, L1 | In-house | CC3160 - Process Development | 4.2 | 8 | 0.525 | 3 | 0 | Supported | 1 | 3.8 | 1930 | 2 | 1 | 1.85 | Low
AR221067 | Analytical balance VR-980 | Pilot lab, L1 | Larkspur Instruments | CC3233 - Pilot Plant | 2.8 | 12 | 0.2333 | 2 | 1 | Limited parts availability | 3 | 9.2 | 2610 | 1 | 2 | 1.95 | Low
AR856662 | Stability chamber SB-680 | Metabolism lab, L2 | In-house | CC3276 - Metabolism and Residues | 4.6 | 15 | 0.3067 | 3 | 1 | Supported | 1 | 10.4 | 66720 | 1 | 2 | 1.85 | Low
AR681027 | Ultra-low temperature freezer HX-700 | Analytical lab, L0 | Halcyon Field | CC3105 - Analytical Chemistry | 15.1 | 10 | 1.51 | 2 | 0 | End of sale | 2 | -5.1 | 13080 | 5 | 1 | 2.5 | Medium
AR666258 | UV-Vis spectrophotometer NE-440 | Analytical lab, L1 | OEM contract | CC3105 - Analytical Chemistry | 2.8 | 12 | 0.2333 | 3 | 0 | Supported | 1 | 9.2 | 16390 | 1 | 1 | 1.6 | Low
AR580782 | Dissolution tester QV-850 | Stability lab, L1 | Halcyon Field | CC3188 - Stability Testing | 7.8 | 12 | 0.65 | 2 | 0 | Supported | 1 | 4.2 | 39640 | 2 | 1 | 1.55 | Low
AR489081 | Thermal cycler TR-850 | Bioassay lab, L0 | Quillon Service | CC3120 - Bioassay Services | 4.9 | 8 | 0.6125 | 3 | 0 | Supported | 1 | 3.1 | 18390 | 2 | 1 | 1.85 | Low
AR671497 | Water purification system TR-540 | Analytical lab, L1 | In-house | CC3105 - Analytical Chemistry | 5.2 | 10 | 0.52 | 4 | 0 | End of support announced | 4 | 4.8 | 11140 | 2 | 1 | 2.75 | Medium
AR744875 | Microbalance LM-850 | Formulation lab, L0 | Larkspur Instruments | CC3142 - Formulation Science | 4 | 12 | 0.3333 | 2 | 0 | Supported | 1 | 8 | 9380 | 1 | 1 | 1.3 | Low
AR713709 | Biological safety cabinet NE-350 | Discovery lab, L2 | Larkspur Instruments | CC3217 - Discovery Biology | 16.4 | 15 | 1.0933 | 3 | 1 | Supported | 1 | -1.4 | 9150 | 4 | 2 | 2.6 | Medium
AR895553 | Analytical balance HX-100 | Microbiology lab, L3 | In-house | CC3204 - Microbiology | 6.3 | 12 | 0.525 | 4 | 0 | Limited parts availability | 3 | 5.7 | 5630 | 2 | 1 | 2.55 | Medium
AR856747 | Ultra-low temperature freezer PD-420 | Microbiology lab, L1 | In-house | CC3204 - Microbiology | 12.1 | 10 | 1.21 | 4 | 1 | Limited parts availability | 3 | -2.1 | 6710 | 4 | 2 | 3.3 | Medium
AR259672 | LC-MS system QV-110 | Process lab, L3 | Quillon Service | CC3160 - Process Development | 7.4 | 9 | 0.8222 | 1 | 0 | Limited parts availability | 3 | 1.6 | 170730 | 3 | 1 | 1.9 | Low
AR374814 | PH meter NE-850 | Formulation lab, L0 | Brightmoor Labs | CC3142 - Formulation Science | 2.4 | 8 | 0.3 | 3 | 0 | Supported | 1 | 5.6 | 1370 | 1 | 1 | 1.6 | Low
AR387767 | Gas chromatograph LM-280 | Process lab, L1 | Larkspur Instruments | CC3160 - Process Development | 21.4 | 12 | 1.7833 | 3 | 2 |  |  | -9.4 | 31450 | 5 | 3
AR890856 | PH meter NE-780 | Metabolism lab, L2 | Larkspur Instruments | CC3276 - Metabolism and Residues | 1.5 | 8 | 0.1875 | 1 | 1 | Supported | 1 | 6.5 | 1680 | 1 | 2 | 1.25 | Low
AR697048 | Microbalance NE-310 | Analytical lab, L1 | Larkspur Instruments | CC3105 - Analytical Chemistry | 4.1 | 12 | 0.3417 | 2 | 0 | Supported | 1 | 7.9 | 10780 | 1 | 1 | 1.3 | Low
AR698948 | Analytical balance TR-210 | Bioassay lab, L2 | OEM contract | CC3120 - Bioassay Services | 17.4 | 12 | 1.45 | 4 | 0 | End of support announced | 4 | -5.4 | 2380 | 5 | 1 | 3.5 | Medium
AR314036 | PH meter OK-440 | Analytical lab, L0 | In-house | CC3105 - Analytical Chemistry | 6.1 | 8 | 0.7625 | 3 | 0 | Supported | 1 | 1.9 | 920 | 3 | 1 | 2.1 | Low
AR583428 | Ultra-low temperature freezer NE-640 | Formulation lab, L0 | In-house | CC3142 - Formulation Science | 10.6 | 10 | 1.06 | 2 | 0 | Limited parts availability | 3 | -0.6 | 12630 | 4 | 1 | 2.45 | Low
AR954644 | Benchtop centrifuge TR-600 | Analytical lab, L2 | Larkspur Instruments | CC3105 - Analytical Chemistry | 13.1 | 12 | 1.0917 | 2 | 0 | Supported | 1 | -1.1 | 6620 | 4 | 1 | 2.05 | Low
AR114884 | Rotary evaporator OK-650 | Site lab, L2 | In-house | CC3290 - Site Services | 13.1 | 10 | 1.31 | 1 | 0 | End of sale | 2 | -3.1 | 9810 | 5 | 1 | 2.2 | Low
AR575065 | HPLC system SB-180 | QC lab, L1 | In-house | CC3251 - QC Release | 3.1 | 10 | 0.31 | 3 | 1 | Supported | 1 | 6.9 | 22010 | 1 | 2 | 1.85 | Low
AR723873 | Microplate reader TR-940 | Discovery lab, L3 | Orrin Calibration | CC3217 - Discovery Biology | 10.9 | 9 | 1.2111 | 2 | 1 | End of sale | 2 | -1.9 | 29150 | 4 | 2 | 2.5 | Medium
AR212243 | Analytical balance LM-810 | Analytical lab, L0 | Quillon Service | CC3105 - Analytical Chemistry | 8.1 | 12 | 0.675 | 3 | 1 | Supported | 1 | 3.9 | 2900 | 2 | 2 | 2.1 | Low
AR159057 | Rotary evaporator ZK-100 | Process lab, L1 | Orrin Calibration | CC3160 - Process Development | 1.4 | 10 | 0.14 | 4 | 1 | Supported | 1 | 8.6 | 9450 | 1 | 2 | 2.15 | Low
AR152134 | Liquid handling workstation LM-550 | Discovery lab, L3 | Quillon Service | CC3217 - Discovery Biology | 5.8 | 10 | 0.58 | 3 | 1 | Supported | 1 | 4.2 | 79820 | 2 | 2 | 2.1 | Low
AR421500 | LC-MS system HX-710 | Metabolism lab, L2 | OEM contract | CC3276 - Metabolism and Residues | 0.9 | 9 | 0.1 | 2 | 0 | Supported | 1 | 8.1 | 327810 | 1 | 1 | 1.3 | Low
AR818206 | Liquid handling workstation VR-110 | Bioassay lab, L0 | Orrin Calibration | CC3120 - Bioassay Services | 2.9 | 10 | 0.29 | 2 | 0 | End of support announced | 4 | 7.1 | 185030 | 1 | 1 | 1.9 | Low
AR230732 | Ultra-low temperature freezer NE-250 | Formulation lab, L2 | Brightmoor Labs | CC3142 - Formulation Science | 8.3 | 10 | 0.83 | 2 | 1 | No longer supported | 5 | 1.7 | 12480 | 3 | 2 | 2.85 | Medium
AR773790 | Steam autoclave QV-920 | Site lab, L0 | OEM contract | CC3290 - Site Services | 10.1 | 15 | 0.6733 | 2 | 0 | No longer supported | 5 | 4.9 | 54010 | 2 | 1 | 2.35 | Low
AR814576 | Laboratory refrigerator QV-400 | Bioassay lab, L0 | Larkspur Instruments | CC3120 - Bioassay Services | 4.4 | 12 | 0.3667 | 2 | 2 | Limited parts availability | 3 | 7.6 | 1470 | 1 | 3 | 2.2 | Low
AR319231 | HPLC system LM-310 | QC lab, L0 | In-house | CC3251 - QC Release | 2.5 | 10 | 0.25 | 4 | 0 | Supported | 1 | 7.5 | 79420 | 1 | 1 | 1.9 | Low
AR528926 | PH meter TR-740 | Metabolism lab, L2 | In-house | CC3276 - Metabolism and Residues | 8.5 | 8 | 1.0625 | 1 | 1 | Supported | 1 | -0.5 | 890 | 4 | 2 | 2 | Low
AR781548 | LC-MS system PD-550 | Analytical lab, L3 | Brightmoor Labs | CC3105 - Analytical Chemistry | 3.5 | 9 | 0.3889 | 4 | 0 | No longer supported | 5 | 5.5 | 246280 | 1 | 1 | 2.7 | Medium
AR872928 | HPLC system VR-740 | Analytical lab, L0 | Tamsin & Vale | CC3105 - Analytical Chemistry | 0.9 | 10 | 0.09 | 3 | 0 | Supported | 1 | 9.1 | 23410 | 1 | 1 | 1.6 | Low
AR602677 | Benchtop centrifuge OK-920 | Microbiology lab, L0 | Tamsin & Vale | CC3204 - Microbiology | 9.2 | 12 | 0.7667 | 4 | 0 | Supported | 1 | 2.8 | 6360 | 3 | 1 | 2.4 | Low
AR568285 | Microplate reader SB-320 | Process lab, L2 | Brightmoor Labs | CC3160 - Process Development | 6.9 | 9 | 0.7667 | 4 | 0 | Supported | 1 | 2.1 | 33360 | 3 | 1 | 2.4 | Low
AR392120 | Biological safety cabinet TR-620 | Microbiology lab, L2 | OEM contract | CC3204 - Microbiology | 10.8 | 15 | 0.72 | 3 | 0 | Supported | 1 | 4.2 | 20150 | 2 | 1 | 1.85 | Low
AR656825 | Laboratory refrigerator VR-440 | Discovery lab, L2 | OEM contract | CC3217 - Discovery Biology | 5.4 | 12 | 0.45 | 2 | 0 | Limited parts availability | 3 | 6.6 | 5110 | 1 | 1 | 1.7 | Low
AR727511 | Inverted microscope HX-180 | Discovery lab, L3 | In-house | CC3217 - Discovery Biology | 5.2 | 15 | 0.3467 | 3 | 0 | Supported | 1 | 9.8 | 19560 | 1 | 1 | 1.6 | Low
AR908699 | HPLC system QV-550 | Stability lab, L3 | Halcyon Field | CC3188 - Stability Testing | 4.8 | 10 | 0.48 | 4 | 0 | Supported | 1 | 5.2 | 30270 | 1 | 1 | 1.9 | Low
AR517428 | Laboratory refrigerator NE-710 | Bioassay lab, L2 | In-house | CC3120 - Bioassay Services | 11.1 | 12 | 0.925 | 3 | 2 | Supported | 1 | 0.9 | 3410 | 3 | 3 | 2.6 | Medium
AR739866 | UV-Vis spectrophotometer TR-150 | Analytical lab, L3 | Orrin Calibration | CC3105 - Analytical Chemistry | 4.6 | 12 | 0.3833 | 1 | 1 | End of sale | 2 | 7.4 | 14300 | 1 | 2 | 1.45 | Low
AR157739 | HPLC system LM-280 | Process lab, L1 | In-house | CC3160 - Process Development | 1.1 | 10 | 0.11 | 3 | 0 | Limited parts availability | 3 | 8.9 | 52200 | 1 | 1 | 2 | Low
AR376711 | Stability chamber HX-140 | Bioassay lab, L1 | OEM contract | CC3120 - Bioassay Services | 24.9 | 15 | 1.66 | 2 | 0 | Supported | 1 | -9.9 | 46000 | 5 | 1 | 2.3 | Low
AR319041 | Biological safety cabinet NE-210 | Bioassay lab, L3 | Orrin Calibration | CC3120 - Bioassay Services | 0.9 | 15 | 0.06 | 1 | 0 |  |  | 14.1 | 20740 | 1 | 1
AR503063 | Benchtop centrifuge NE-510 | Formulation lab, L2 | Orrin Calibration | CC3142 - Formulation Science | 2.9 | 12 | 0.2417 | 1 | 1 | Supported | 1 | 9.1 | 7790 | 1 | 2 | 1.25 | Low
AR677538 | Analytical balance OK-180 | Analytical lab, L2 | Larkspur Instruments | CC3105 - Analytical Chemistry | 3.6 | 12 | 0.3 | 5 | 0 | Supported | 1 | 8.4 | 2410 | 1 | 1 | 2.2 | Low
AR514386 | HPLC system OK-380 | Analytical lab, L2 | Brightmoor Labs | CC3105 - Analytical Chemistry | 9.6 | 10 | 0.96 | 2 | 1 |  |  | 0.4 | 76920 | 3 | 2
AR970603 | Analytical balance QV-600 | Analytical lab, L2 | Quillon Service | CC3105 - Analytical Chemistry | 12.9 | 12 | 1.075 | 2 | 1 | Supported | 1 | -0.9 | 8350 | 4 | 2 | 2.3 | Low
AR375335 | PH meter TR-380 | Process lab, L2 | OEM contract | CC3160 - Process Development | 4.6 | 8 | 0.575 | 1 | 0 | Supported | 1 | 3.4 | 1340 | 2 | 1 | 1.25 | Low
AR776099 | Steam autoclave PD-520 | Site lab, L1 | Brightmoor Labs | CC3290 - Site Services | 14.8 | 15 | 0.9867 | 3 | 0 | End of sale | 2 | 0.2 | 68150 | 3 | 1 | 2.3 | Low
AR966239 | PH meter OK-810 | Analytical lab, L0 | Halcyon Field | CC3105 - Analytical Chemistry | 10 | 8 | 1.25 | 4 | 1 | Supported | 1 | -2 | 1410 | 5 | 2 | 3.15 | Medium
AR638430 | UV-Vis spectrophotometer HX-480 | Analytical lab, L2 | Quillon Service | CC3105 - Analytical Chemistry | 9.5 | 12 | 0.7917 | 1 | 0 | Supported | 1 | 2.5 | 20290 | 3 | 1 | 1.5 | Low
AR933121 | CO2 incubator NE-750 | Bioassay lab, L0 | Larkspur Instruments | CC3120 - Bioassay Services | 2.7 | 12 | 0.225 | 5 | 0 | End of support announced | 4 | 9.3 | 9000 | 1 | 1 | 2.8 | Medium
AR840790 | HPLC system QV-140 | Analytical lab, L2 | Larkspur Instruments | CC3105 - Analytical Chemistry | 2.8 | 10 | 0.28 | 3 | 1 | Supported | 1 | 7.2 | 58110 | 1 | 2 | 1.85 | Low
AR569425 | Biological safety cabinet OK-510 | Bioassay lab, L3 | Halcyon Field | CC3120 - Bioassay Services | 5.8 | 15 | 0.3867 | 3 | 0 | Supported | 1 | 9.2 | 16390 | 1 | 1 | 1.6 | Low
AR421358 | Karl Fischer titrator ZK-800 | Formulation lab, L3 | OEM contract | CC3142 - Formulation Science | 17.2 | 10 | 1.72 | 1 | 1 | End of sale | 2 | -7.2 | 8660 | 5 | 2 | 2.45 | Low
AR758290 | Gas chromatograph QV-410 | Analytical lab, L1 | In-house | CC3105 - Analytical Chemistry | 2.9 | 12 | 0.2417 | 2 | 0 |  |  | 9.1 | 36190 | 1 | 1
AR826665 | CO2 incubator ZK-720 | Discovery lab, L3 | Larkspur Instruments | CC3217 - Discovery Biology | 4.8 | 12 | 0.4 | 2 | 0 | End of sale | 2 | 7.2 | 6540 | 1 | 1 | 1.5 | Low
AR751003 | CO2 incubator VR-150 | Discovery lab, L1 | Quillon Service | CC3217 - Discovery Biology | 10.1 | 12 | 0.8417 | 1 | 0 | Supported | 1 | 1.9 | 9940 | 3 | 1 | 1.5 | Low
AR784725 | HPLC system LM-420 | Formulation lab, L1 | Larkspur Instruments | CC3142 - Formulation Science | 0.5 | 10 | 0.05 | 3 | 0 | Supported | 1 | 9.5 | 31010 | 1 | 1 | 1.6 | Low
AR715157 | CO2 incubator TR-400 | Discovery lab, L0 | Halcyon Field | CC3217 - Discovery Biology | 10.6 | 12 | 0.8833 | 1 | 1 | Supported | 1 | 1.4 | 9570 | 3 | 2 | 1.75 | Low
AR344164 | CO2 incubator HX-600 | Bioassay lab, L1 | Quillon Service | CC3120 - Bioassay Services | 17.3 | 12 | 1.4417 | 2 | 0 | Supported | 1 | -5.3 | 10180 | 5 | 1 | 2.3 | Low
AR448117 | Karl Fischer titrator HX-840 | Analytical lab, L0 | Larkspur Instruments | CC3105 - Analytical Chemistry | 8.4 | 10 | 0.84 | 2 | 0 | No longer supported | 5 | 1.6 | 13720 | 3 | 1 | 2.6 | Medium
AR220276 | Laboratory refrigerator NE-180 | Process lab, L1 | OEM contract | CC3160 - Process Development | 8.1 | 12 | 0.675 | 3 | 0 | Supported | 1 | 3.9 | 2220 | 2 | 1 | 1.85 | Low
AR289005 | Laboratory refrigerator TR-410 | Analytical lab, L1 | Larkspur Instruments | CC3105 - Analytical Chemistry | 4.8 | 12 | 0.4 | 2 | 0 | Supported | 1 | 7.2 | 2850 | 1 | 1 | 1.3 | Low
AR615478 | HPLC system QV-620 | Analytical lab, L0 | Orrin Calibration | CC3105 - Analytical Chemistry | 6.2 | 10 | 0.62 | 4 | 0 | Supported | 1 | 3.8 | 20150 | 2 | 1 | 2.15 | Low
AR405566 | FTIR spectrometer ZK-620 | Pilot lab, L2 | Halcyon Field | CC3233 - Pilot Plant | 6.9 | 12 | 0.575 | 4 | 0 | Supported | 1 | 5.1 | 41940 | 2 | 1 | 2.15 | Low
AR773647 | Steam autoclave VR-380 | Pilot lab, L0 | Quillon Service | CC3233 - Pilot Plant | 4.1 | 15 | 0.2733 | 3 | 2 | Supported | 1 | 10.9 | 36810 | 1 | 3 | 2.1 | Low
AR128323 | Thermal cycler VR-640 | Discovery lab, L3 | Brightmoor Labs | CC3217 - Discovery Biology | 2.1 | 8 | 0.2625 | 2 | 0 | End of support announced | 4 | 5.9 | 17300 | 1 | 1 | 1.9 | Low
AR589166 | HPLC system HX-350 | Analytical lab, L3 | In-house | CC3105 - Analytical Chemistry | 6.9 | 10 | 0.69 | 3 | 1 | Supported | 1 | 3.1 | 39210 | 2 | 2 | 2.1 | Low
AR180304 | PH meter QV-250 | QC lab, L0 | OEM contract | CC3251 - QC Release | 4.1 | 8 | 0.5125 | 2 | 0 |  |  | 3.9 | 2030 | 2 | 1
AR489661 | Water purification system LM-700 | Site lab, L1 | Orrin Calibration | CC3290 - Site Services | 4.9 | 10 | 0.49 | 4 | 1 | Supported | 1 | 5.1 | 31720 | 1 | 2 | 2.15 | Low
AR596437 | Laboratory refrigerator OK-520 | Bioassay lab, L1 | OEM contract | CC3120 - Bioassay Services | 14 | 12 | 1.1667 | 1 | 0 | Supported | 1 | -2 | 4120 | 4 | 1 | 1.75 | Low
AR182659 | Analytical balance NE-800 | Bioassay lab, L0 | OEM contract | CC3120 - Bioassay Services | 2.4 | 12 | 0.2 | 2 | 1 | Supported | 1 | 9.6 | 4870 | 1 | 2 | 1.55 | Low
AR219280 | Microplate reader SB-900 | Bioassay lab, L0 | Quillon Service | CC3120 - Bioassay Services | 10.8 | 9 | 1.2 | 2 | 0 | Supported | 1 | -1.8 | 39990 | 4 | 1 | 2.05 | Low
AR965783 | Laboratory refrigerator PD-900 | Process lab, L1 | Larkspur Instruments | CC3160 - Process Development | 4.8 | 12 | 0.4 | 3 | 0 | Limited parts availability | 3 | 7.2 | 5730 | 1 | 1 | 2 | Low
AR805464 | Benchtop centrifuge LM-850 | Microbiology lab, L1 | Larkspur Instruments | CC3204 - Microbiology | 8.4 | 12 | 0.7 | 4 | 1 | Limited parts availability | 3 | 3.6 | 5850 | 2 | 2 | 2.8 | Medium
AR238644 | Microbalance PD-140 | Analytical lab, L2 | Larkspur Instruments | CC3105 - Analytical Chemistry | 15.2 | 12 | 1.2667 | 2 | 0 | End of sale | 2 | -3.2 | 13170 | 5 | 1 | 2.5 | Medium
AR447561 | Laboratory refrigerator PD-150 | Discovery lab, L0 | Brightmoor Labs | CC3217 - Discovery Biology | 7.9 | 12 | 0.6583 | 2 | 0 | Supported | 1 | 4.1 | 3240 | 2 | 1 | 1.55 | Low
AR727267 | Stability chamber NE-480 | Stability lab, L1 | Brightmoor Labs | CC3188 - Stability Testing | 9.6 | 15 | 0.64 | 4 | 0 | Supported | 1 | 5.4 | 52610 | 2 | 1 | 2.15 | Low
AR926092 | Ultra-low temperature freezer LM-810 | Formulation lab, L3 | Brightmoor Labs | CC3142 - Formulation Science | 1.3 | 10 | 0.13 | 2 | 0 | Supported | 1 | 8.7 | 6290 | 1 | 1 | 1.3 | Low
AR766804 | Analytical balance OK-510 | Discovery lab, L1 | In-house | CC3217 - Discovery Biology | 13.4 | 12 | 1.1167 | 3 | 1 | Supported | 1 | -1.4 | 2390 | 4 | 2 | 2.6 | Medium
AR796414 | HPLC system OK-550 | Analytical lab, L1 | Larkspur Instruments | CC3105 - Analytical Chemistry | 5.9 | 10 | 0.59 | 3 | 0 | End of sale | 2 | 4.1 | 60750 | 2 | 1 | 2.05 | Low
AR809728 | Rotary evaporator OK-980 | Microbiology lab, L0 | Orrin Calibration | CC3204 - Microbiology | 6.3 | 10 | 0.63 | 3 | 0 | Supported | 1 | 3.7 | 15280 | 2 | 1 | 1.85 | Low
AR681502 | HPLC system QV-720 | Stability lab, L1 | Halcyon Field | CC3188 - Stability Testing | 5.3 | 10 | 0.53 | 3 | 2 |  |  | 4.7 | 34140 | 2 | 3
AR623245 | HPLC system PD-350 | Formulation lab, L2 | In-house | CC3142 - Formulation Science | 19.3 | 10 | 1.93 | 2 | 0 | Supported | 1 | -9.3 | 26570 | 5 | 1 | 2.3 | Low
AR131822 | PH meter QV-850 | Microbiology lab, L1 | In-house | CC3204 - Microbiology | 3.4 | 8 | 0.425 | 2 | 1 | Supported | 1 | 4.6 | 1060 | 1 | 2 | 1.55 | Low
AR613790 | Ultra-low temperature freezer QV-520 | Pilot lab, L1 | In-house | CC3233 - Pilot Plant | 7.5 | 10 | 0.75 | 2 | 0 | End of sale | 2 | 2.5 | 19100 | 3 | 1 | 2 | Low
AR263455 | Water purification system TR-910 | Pilot lab, L1 | Brightmoor Labs | CC3233 - Pilot Plant | 8.7 | 10 | 0.87 | 3 | 0 | Supported | 1 | 1.3 | 15690 | 3 | 1 | 2.1 | Low
AR174382 | Analytical balance LM-520 | Stability lab, L1 | Brightmoor Labs | CC3188 - Stability Testing | 9 | 12 | 0.75 | 2 | 0 | No longer supported | 5 | 3 | 3510 | 3 | 1 | 2.6 | Medium
AR406119 | Benchtop centrifuge NE-500 | Discovery lab, L2 | OEM contract | CC3217 - Discovery Biology | 4.5 | 12 | 0.375 | 2 | 1 | Supported | 1 | 7.5 | 5660 | 1 | 2 | 1.55 | Low
AR775917 | Benchtop centrifuge LM-910 | Metabolism lab, L3 | In-house | CC3276 - Metabolism and Residues | 2.8 | 12 | 0.2333 | 2 | 0 | Supported | 1 | 9.2 | 7370 | 1 | 1 | 1.3 | Low
AR974029 | Ultra-low temperature freezer OK-110 | Discovery lab, L0 | Halcyon Field | CC3217 - Discovery Biology | 4.6 | 10 | 0.46 | 4 | 0 | Supported | 1 | 5.4 | 19370 | 1 | 1 | 1.9 | Low
AR742790 | Microplate reader LM-710 | Metabolism lab, L3 | Larkspur Instruments | CC3276 - Metabolism and Residues | 4.7 | 9 | 0.5222 | 1 | 0 | Limited parts availability | 3 | 4.3 | 39700 | 2 | 1 | 1.65 | Low
AR294884 | Laboratory refrigerator HX-550 | QC lab, L1 | In-house | CC3251 - QC Release | 8.5 | 12 | 0.7083 | 3 | 0 | End of sale | 2 | 3.5 | 4930 | 2 | 1 | 2.05 | Low
AR545160 | Biological safety cabinet ZK-700 | Pilot lab, L2 | In-house | CC3233 - Pilot Plant | 9.8 | 15 | 0.6533 | 3 | 0 | Supported | 1 | 5.2 | 12640 | 2 | 1 | 1.85 | Low
AR148902 | Analytical balance SB-300 | Analytical lab, L0 | Halcyon Field | CC3105 - Analytical Chemistry | 4 | 12 | 0.3333 | 2 | 0 | Limited parts availability | 3 | 8 | 5040 | 1 | 1 | 1.7 | Low
AR516929 | Benchtop centrifuge VR-310 | Site lab, L0 | In-house | CC3290 - Site Services | 2.7 | 12 | 0.225 | 1 | 0 | Supported | 1 | 9.3 | 11340 | 1 | 1 | 1 | Low
AR953936 | UV-Vis spectrophotometer LM-200 | QC lab, L2 | OEM contract | CC3251 - QC Release | 10.8 | 12 | 0.9 | 3 | 0 | Supported | 1 | 1.2 | 16740 | 3 | 1 | 2.1 | Low
AR599989 | PH meter HX-800 | QC lab, L0 | Larkspur Instruments | CC3251 - QC Release | 2.5 | 8 | 0.3125 | 2 | 0 | Supported | 1 | 5.5 | 1260 | 1 | 1 | 1.3 | Low
AR967019 | PH meter ZK-310 | Stability lab, L3 | OEM contract | CC3188 - Stability Testing | 3.5 | 8 | 0.4375 | 3 | 0 | Supported | 1 | 4.5 | 930 | 1 | 1 | 1.6 | Low
AR385635 | UHPLC system TR-710 | QC lab, L2 | In-house | CC3251 - QC Release | 2.9 | 10 | 0.29 | 3 | 1 | Supported | 1 | 7.1 | 57590 | 1 | 2 | 1.85 | Low
AR506595 | UV-Vis spectrophotometer NE-540 | QC lab, L0 | In-house | CC3251 - QC Release | 5.2 | 12 | 0.4333 | 4 | 0 | No longer supported | 5 | 6.8 | 12610 | 1 | 1 | 2.7 | Medium
AR850548 | HPLC system HX-620 | Formulation lab, L1 | Quillon Service | CC3142 - Formulation Science | 20.3 | 10 | 2.03 | 1 | 0 | End of support announced | 4 | -10.3 | 49100 | 5 | 1 | 2.6 | Medium
AR907844 | Biological safety cabinet OK-140 | Microbiology lab, L1 | Tamsin & Vale | CC3204 - Microbiology | 3.3 | 15 | 0.22 | 1 | 1 | Supported | 1 | 11.7 | 16050 | 1 | 2 | 1.25 | Low
AR540659 | FTIR spectrometer PD-850 | Analytical lab, L2 | Brightmoor Labs | CC3105 - Analytical Chemistry | 3.5 | 12 | 0.2917 | 4 | 0 | Supported | 1 | 8.5 | 36240 | 1 | 1 | 1.9 | Low
AR253237 | Laboratory refrigerator TR-610 | Site lab, L1 | OEM contract | CC3290 - Site Services | 1.4 | 12 | 0.1167 | 2 | 0 | Supported | 1 | 10.6 | 3140 | 1 | 1 | 1.3 | Low
AR850130 | UHPLC system SB-250 | Metabolism lab, L1 | OEM contract | CC3276 - Metabolism and Residues | 4.7 | 10 | 0.47 | 3 | 0 | End of sale | 2 | 5.3 | 31570 | 1 | 1 | 1.8 | Low
AR748906 | UV-Vis spectrophotometer ZK-680 | Bioassay lab, L3 | Orrin Calibration | CC3120 - Bioassay Services | 0.9 | 12 | 0.075 | 3 | 1 | Supported | 1 | 11.1 | 11320 | 1 | 2 | 1.85 | Low
AR605666 | Ultracentrifuge HX-640 | Discovery lab, L0 | Larkspur Instruments | CC3217 - Discovery Biology | 10 | 12 | 0.8333 | 3 | 0 | Limited parts availability | 3 | 2 | 53800 | 3 | 1 | 2.5 | Medium
AR817614 | Analytical balance PD-120 | Process lab, L2 | Larkspur Instruments | CC3160 - Process Development | 3.5 | 12 | 0.2917 | 2 | 1 | Supported | 1 | 8.5 | 3910 | 1 | 2 | 1.55 | Low
AR322336 | HPLC system ZK-400 | Stability lab, L0 | Larkspur Instruments | CC3188 - Stability Testing | 9.9 | 10 | 0.99 | 4 | 0 | End of sale | 2 | 0.1 | 30700 | 3 | 1 | 2.6 | Medium
AR870202 | Analytical balance VR-420 | Discovery lab, L0 | Orrin Calibration | CC3217 - Discovery Biology | 7.7 | 12 | 0.6417 | 3 | 0 | Supported | 1 | 4.3 | 5690 | 2 | 1 | 1.85 | Low
AR115423 | Laboratory refrigerator OK-510 | Stability lab, L3 | Halcyon Field | CC3188 - Stability Testing | 2.3 | 12 | 0.1917 | 1 | 0 | Supported | 1 | 9.7 | 5320 | 1 | 1 | 1 | Low
AR884471 | HPLC system ZK-180 | Formulation lab, L3 | Halcyon Field | CC3142 - Formulation Science | 4.7 | 10 | 0.47 | 2 | 0 | Supported | 1 | 5.3 | 29550 | 1 | 1 | 1.3 | Low
AR251074 | Real-time PCR system VR-510 | Microbiology lab, L2 | In-house | CC3204 - Microbiology | 3.3 | 8 | 0.4125 | 1 | 0 | Supported | 1 | 4.7 | 56550 | 1 | 1 | 1 | Low
AR369547 | Ultra-low temperature freezer PD-810 | Formulation lab, L1 | Tamsin & Vale | CC3142 - Formulation Science | 16.9 | 10 | 1.69 | 4 | 1 | Supported | 1 | -6.9 | 15350 | 5 | 2 | 3.15 | Medium
AR283757 | Laboratory refrigerator TR-720 | Microbiology lab, L0 | Larkspur Instruments | CC3204 - Microbiology | 13.6 | 12 | 1.1333 | 1 | 0 | Supported | 1 | -1.6 | 3890 | 4 | 1 | 1.75 | Low
AR392452 | HPLC system LM-340 | Discovery lab, L1 | OEM contract | CC3217 - Discovery Biology | 7.7 | 10 | 0.77 | 1 | 1 | End of support announced | 4 | 2.3 | 43990 | 3 | 2 | 2.35 | Low
AR797289 | Analytical balance SB-120 | Analytical lab, L0 | Quillon Service | CC3105 - Analytical Chemistry | 16.3 | 12 | 1.3583 | 3 | 0 | Supported | 1 | -4.3 | 2770 | 5 | 1 | 2.6 | Medium
AR154346 | Ultra-low temperature freezer OK-950 | Pilot lab, L2 | Tamsin & Vale | CC3233 - Pilot Plant | 6.5 | 10 | 0.65 | 2 | 0 | End of sale | 2 | 3.5 | 14970 | 2 | 1 | 1.75 | Low
AR903152 | PH meter QV-440 | Microbiology lab, L3 | Orrin Calibration | CC3204 - Microbiology | 3.8 | 8 | 0.475 | 1 | 1 | Supported | 1 | 4.2 | 1050 | 1 | 2 | 1.25 | Low
AR502754 | Stability chamber VR-780 | Stability lab, L0 | In-house | CC3188 - Stability Testing | 0.4 | 15 | 0.0267 | 2 | 0 |  |  | 14.6 | 35540 | 1 | 1
AR276009 | Gas chromatograph QV-110 | Analytical lab, L2 | Brightmoor Labs | CC3105 - Analytical Chemistry | 13.6 | 12 | 1.1333 | 3 | 1 | Supported | 1 | -1.6 | 58630 | 4 | 2 | 2.6 | Medium
AR474031 | Benchtop centrifuge TR-440 | Pilot lab, L0 | Orrin Calibration | CC3233 - Pilot Plant | 8.4 | 12 | 0.7 | 3 | 0 | Supported | 1 | 3.6 | 13830 | 2 | 1 | 1.85 | Low
AR686251 | Dissolution tester VR-410 | QC lab, L2 | In-house | CC3251 - QC Release | 6 | 12 | 0.5 | 3 | 0 | Supported | 1 | 6 | 58430 | 2 | 1 | 1.85 | Low
AR150713 | Gas chromatograph VR-220 | Microbiology lab, L2 | Larkspur Instruments | CC3204 - Microbiology | 3.9 | 12 | 0.325 | 2 | 0 | Supported | 1 | 8.1 | 51350 | 1 | 1 | 1.3 | Low
AR913254 | Analytical balance ZK-450 | Microbiology lab, L3 | Quillon Service | CC3204 - Microbiology | 2 | 12 | 0.1667 | 3 | 0 | Supported | 1 | 10 | 5290 | 1 | 1 | 1.6 | Low
AR980616 | Thermal cycler NE-710 | Analytical lab, L3 | Brightmoor Labs | CC3105 - Analytical Chemistry | 13.2 | 8 | 1.65 | 3 | 3 | End of support announced | 4 | -5.2 | 12540 | 5 | 4 | 3.95 | Medium
AR648103 | Karl Fischer titrator TR-600 | Analytical lab, L3 | Orrin Calibration | CC3105 - Analytical Chemistry | 5.6 | 10 | 0.56 | 1 | 1 | Supported | 1 | 4.4 | 7020 | 2 | 2 | 1.5 | Low
AR702251 | Water purification system NE-920 | Formulation lab, L3 | OEM contract | CC3142 - Formulation Science | 2.1 | 10 | 0.21 | 4 | 0 | Supported | 1 | 7.9 | 19830 | 1 | 1 | 1.9 | Low
AR827025 | Gas chromatograph ZK-140 | Analytical lab, L3 | Brightmoor Labs | CC3105 - Analytical Chemistry | 6.7 | 12 | 0.5583 | 3 | 0 | Supported | 1 | 5.3 | 65940 | 2 | 1 | 1.85 | Low
AR991204 | Gas chromatograph QV-780 | Analytical lab, L2 | Larkspur Instruments | CC3105 - Analytical Chemistry | 9.1 | 12 | 0.7583 | 3 | 0 | Supported | 1 | 2.9 | 68530 | 3 | 1 | 2.1 | Low
AR760302 | Laboratory refrigerator LM-250 | Metabolism lab, L1 | Larkspur Instruments | CC3276 - Metabolism and Residues | 4.7 | 12 | 0.3917 | 2 | 0 | Supported | 1 | 7.3 | 2060 | 1 | 1 | 1.3 | Low
AR259800 | CO2 incubator HX-580 | Microbiology lab, L3 | Larkspur Instruments | CC3204 - Microbiology | 9.2 | 12 | 0.7667 | 4 | 0 | Supported | 1 | 2.8 | 4580 | 3 | 1 | 2.4 | Low
AR148551 | Analytical balance TR-200 | Discovery lab, L3 | Halcyon Field | CC3217 - Discovery Biology | 15.4 | 12 | 1.2833 | 2 | 1 | Supported | 1 | -3.4 | 2080 | 5 | 2 | 2.55 | Medium
AR590471 | Laboratory refrigerator HX-720 | Stability lab, L0 | In-house | CC3188 - Stability Testing | 3.1 | 12 | 0.2583 | 3 | 0 | End of sale | 2 | 8.9 | 2910 | 1 | 1 | 1.8 | Low
AR154566 | Analytical balance LM-710 | Formulation lab, L0 | Tamsin & Vale | CC3142 - Formulation Science | 8.3 | 12 | 0.6917 | 3 | 0 | Supported | 1 | 3.7 | 3170 | 2 | 1 | 1.85 | Low
AR195089 | UHPLC system OK-240 | Analytical lab, L0 | Brightmoor Labs | CC3105 - Analytical Chemistry | 15.6 | 10 | 1.56 | 3 | 0 | Supported | 1 | -5.6 | 61860 | 5 | 1 | 2.6 | Medium
AR438926 | FTIR spectrometer HX-640 | Formulation lab, L2 | Larkspur Instruments | CC3142 - Formulation Science | 10.4 | 12 | 0.8667 | 4 | 0 | End of support announced | 4 | 1.6 | 65140 | 3 | 1 | 3 | Medium
AR440893 | Dissolution tester OK-920 | Formulation lab, L2 | In-house | CC3142 - Formulation Science | 5.6 | 12 | 0.4667 | 3 | 0 | Supported | 1 | 6.4 | 24090 | 1 | 1 | 1.6 | Low
AR748334 | FTIR spectrometer OK-450 | Microbiology lab, L2 | Brightmoor Labs | CC3204 - Microbiology | 13.8 | 12 | 1.15 | 1 | 0 | Supported | 1 | -1.8 | 48980 | 4 | 1 | 1.75 | Low
AR100828 | Karl Fischer titrator SB-450 | Formulation lab, L0 | Brightmoor Labs | CC3142 - Formulation Science | 2.3 | 10 | 0.23 | 2 | 0 | Supported | 1 | 7.7 | 9380 | 1 | 1 | 1.3 | Low
AR984953 | Jacketed reactor system HX-920 | Process lab, L2 | Tamsin & Vale | CC3160 - Process Development | 36.1 | 15 | 2.4067 | 2 | 4 | End of support announced | 4 | -21.1 | 174650 | 5 | 4 | 3.65 | Medium
AR757745 | Liquid handling workstation HX-980 | Stability lab, L3 | Orrin Calibration | CC3188 - Stability Testing | 4.6 | 10 | 0.46 | 3 | 1 | Supported | 1 | 5.4 | 65380 | 1 | 2 | 1.85 | Low
AR273358 | UV-Vis spectrophotometer ZK-200 | Bioassay lab, L1 | Quillon Service | CC3120 - Bioassay Services | 7.1 | 12 | 0.5917 | 3 | 0 | Supported | 1 | 4.9 | 12250 | 2 | 1 | 1.85 | Low
AR775111 | Microplate reader NE-720 | Discovery lab, L0 | In-house | CC3217 - Discovery Biology | 4.1 | 9 | 0.4556 | 1 | 0 | End of sale | 2 | 4.9 | 30250 | 1 | 1 | 1.2 | Low
AR490097 | UHPLC system QV-710 | Metabolism lab, L2 | OEM contract | CC3276 - Metabolism and Residues | 9.1 | 10 | 0.91 | 1 | 0 | Limited parts availability | 3 | 0.9 | 56230 | 3 | 1 | 1.9 | Low
AR749209 | PH meter PD-220 | Bioassay lab, L0 | Tamsin & Vale | CC3120 - Bioassay Services | 8.4 | 8 | 1.05 | 2 | 0 | Supported | 1 | -0.4 | 760 | 4 | 1 | 2.05 | Low
AR772471 | Liquid handling workstation LM-940 | Discovery lab, L0 | Brightmoor Labs | CC3217 - Discovery Biology | 4.5 | 10 | 0.45 | 2 | 1 | End of support announced | 4 | 5.5 | 76420 | 1 | 2 | 2.15 | Low
AR547064 | UHPLC system SB-610 | Metabolism lab, L1 | OEM contract | CC3276 - Metabolism and Residues | 0.9 | 10 | 0.09 | 1 | 0 | Limited parts availability | 3 | 9.1 | 43270 | 1 | 1 | 1.4 | Low
AR178421 | LC-MS system HX-500 | Metabolism lab, L1 | Quillon Service | CC3276 - Metabolism and Residues | 1.7 | 9 | 0.1889 | 4 | 1 | End of sale | 2 | 7.3 | 261650 | 1 | 2 | 2.35 | Low
AR694925 | Real-time PCR system LM-340 | Microbiology lab, L3 | Brightmoor Labs | CC3204 - Microbiology | 3.6 | 8 | 0.45 | 1 | 0 | Supported | 1 | 4.4 | 37340 | 1 | 1 | 1 | Low
AR835606 | LC-MS system LM-500 | Analytical lab, L3 | OEM contract | CC3105 - Analytical Chemistry | 10.5 | 9 | 1.1667 | 1 | 0 | End of sale | 2 | -1.5 | 172530 | 4 | 1 | 1.95 | Low
AR750419 | Benchtop centrifuge OK-700 | Process lab, L2 | OEM contract | CC3160 - Process Development | 3.3 | 12 | 0.275 | 1 | 1 |  |  | 8.7 | 4000 | 1 | 2
AR962498 | HPLC system OK-980 | Formulation lab, L3 | Tamsin & Vale | CC3142 - Formulation Science | 2.2 | 10 | 0.22 | 1 | 0 | Limited parts availability | 3 | 7.8 | 56540 | 1 | 1 | 1.4 | Low
AR960431 | Analytical balance OK-680 | Metabolism lab, L1 | Halcyon Field | CC3276 - Metabolism and Residues | 9.1 | 12 | 0.7583 | 3 | 0 | End of sale | 2 | 2.9 | 4200 | 3 | 1 | 2.3 | Low
AR964203 | UHPLC system PD-280 | Microbiology lab, L2 | In-house | CC3204 - Microbiology | 9.5 | 10 | 0.95 | 2 | 0 | Supported | 1 | 0.5 | 39140 | 3 | 1 | 1.8 | Low
AR438657 | Steam autoclave SB-840 | Pilot lab, L2 | Quillon Service | CC3233 - Pilot Plant | 4.8 | 15 | 0.32 | 2 | 0 | End of support announced | 4 | 10.2 | 32470 | 1 | 1 | 1.9 | Low
AR826223 | Real-time PCR system SB-710 | Microbiology lab, L2 | Tamsin & Vale | CC3204 - Microbiology | 10.9 | 8 | 1.3625 | 3 | 1 | End of sale | 2 | -2.9 | 62950 | 5 | 2 | 3.05 | Medium
AR184947 | UHPLC system QV-480 | QC lab, L1 | In-house | CC3251 - QC Release | 8.7 | 10 | 0.87 | 2 | 1 | End of sale | 2 | 1.3 | 55800 | 3 | 2 | 2.25 | Low
AR377685 | HPLC system ZK-450 | Analytical lab, L0 | In-house | CC3105 - Analytical Chemistry | 6.3 | 10 | 0.63 | 2 | 0 | End of support announced | 4 | 3.7 | 34270 | 2 | 1 | 2.15 | Low
AR647867 | Biological safety cabinet TR-400 | Discovery lab, L0 | Tamsin & Vale | CC3217 - Discovery Biology | 16.2 | 15 | 1.08 | 2 | 0 | Supported | 1 | -1.2 | 24130 | 4 | 1 | 2.05 | Low
AR406005 | Benchtop centrifuge HX-750 | Process lab, L3 | OEM contract | CC3160 - Process Development | 7.5 | 12 | 0.625 | 4 | 0 | Limited parts availability | 3 | 4.5 | 4950 | 2 | 1 | 2.55 | Medium
AR299979 | Laboratory refrigerator SB-280 | Bioassay lab, L3 | OEM contract | CC3120 - Bioassay Services | 6 | 12 | 0.5 | 3 | 0 | Limited parts availability | 3 | 6 | 2890 | 2 | 1 | 2.25 | Low
AR897544 | Laboratory refrigerator OK-440 | Microbiology lab, L0 | In-house | CC3204 - Microbiology | 3.3 | 12 | 0.275 | 3 | 1 | Supported | 1 | 8.7 | 3450 | 1 | 2 | 1.85 | Low
AR737212 | Analytical balance TR-580 | Site lab, L0 | Tamsin & Vale | CC3290 - Site Services | 19.2 | 12 | 1.6 | 1 | 0 | Supported | 1 | -7.2 | 3150 | 5 | 1 | 2 | Low
AR542036 | Gas chromatograph PD-400 | Analytical lab, L0 | Quillon Service | CC3105 - Analytical Chemistry | 2 | 12 | 0.1667 | 4 | 1 | Supported | 1 | 10 | 29410 | 1 | 2 | 2.15 | Low
AR846267 | Analytical balance LM-140 | Site lab, L3 | OEM contract | CC3290 - Site Services | 7.3 | 12 | 0.6083 | 4 | 0 | Supported | 1 | 4.7 | 6350 | 2 | 1 | 2.15 | Low
AR720614 | Liquid handling workstation OK-110 | Bioassay lab, L2 | Orrin Calibration | CC3120 - Bioassay Services | 2.5 | 10 | 0.25 | 2 | 0 | Limited parts availability | 3 | 7.5 | 143370 | 1 | 1 | 1.7 | Low
AR650069 | PH meter NE-880 | Microbiology lab, L0 | OEM contract | CC3204 - Microbiology | 3.9 | 8 | 0.4875 | 2 | 0 | Supported | 1 | 4.1 | 1340 | 1 | 1 | 1.3 | Low
AR738278 | PH meter LM-780 | Process lab, L0 | Tamsin & Vale | CC3160 - Process Development | 2.1 | 8 | 0.2625 | 3 | 0 | Supported | 1 | 5.9 | 1330 | 1 | 1 | 1.6 | Low
AR440134 | Dissolution tester OK-220 | Formulation lab, L3 | Tamsin & Vale | CC3142 - Formulation Science | 15.9 | 12 | 1.325 | 3 | 1 | Supported | 1 | -3.9 | 38320 | 5 | 2 | 2.85 | Medium
AR962906 | Microplate reader VR-650 | Bioassay lab, L0 | OEM contract | CC3120 - Bioassay Services | 7.4 | 9 | 0.8222 | 1 | 1 | Supported | 1 | 1.6 | 45590 | 3 | 2 | 1.75 | Low
AR783000 | UV-Vis spectrophotometer PD-510 | Analytical lab, L0 | Quillon Service | CC3105 - Analytical Chemistry | 4.5 | 12 | 0.375 | 4 | 0 | Supported | 1 | 7.5 | 24020 | 1 | 1 | 1.9 | Low
AR944542 | Analytical balance VR-680 | Stability lab, L3 | OEM contract | CC3188 - Stability Testing | 14.6 | 12 | 1.2167 | 4 | 3 | Supported | 1 | -2.6 | 6920 | 4 | 4 | 3.4 | Medium
AR549172 | Benchtop centrifuge VR-620 | QC lab, L2 | OEM contract | CC3251 - QC Release | 8.2 | 12 | 0.6833 | 3 | 1 | End of support announced | 4 | 3.8 | 4060 | 2 | 2 | 2.7 | Medium
AR831236 | Biological safety cabinet NE-820 | Bioassay lab, L1 | Brightmoor Labs | CC3120 - Bioassay Services | 9.9 | 15 | 0.66 | 1 | 2 | Limited parts availability | 3 | 5.1 | 9450 | 2 | 3 | 2.15 | Low
AR523889 | Analytical balance NE-510 | Process lab, L3 | OEM contract | CC3160 - Process Development | 4.2 | 12 | 0.35 | 4 | 1 | No longer supported | 5 | 7.8 | 4650 | 1 | 2 | 2.95 | Medium
AR876200 | Laboratory refrigerator QV-640 | Process lab, L2 | Halcyon Field | CC3160 - Process Development | 1 | 12 | 0.0833 | 2 | 0 | End of sale | 2 | 11 | 4390 | 1 | 1 | 1.5 | Low
AR921407 | UHPLC system QV-800 | Analytical lab, L0 | OEM contract | CC3105 - Analytical Chemistry | 3.6 | 10 | 0.36 | 3 | 0 | Supported | 1 | 6.4 | 50110 | 1 | 1 | 1.6 | Low
AR497776 | Dissolution tester ZK-340 | Pilot lab, L1 | OEM contract | CC3233 - Pilot Plant | 3.8 | 12 | 0.3167 | 1 | 0 | Supported | 1 | 8.2 | 41100 | 1 | 1 | 1 | Low
AR753076 | Steam autoclave TR-710 | Stability lab, L0 | In-house | CC3188 - Stability Testing | 22.1 | 15 | 1.4733 | 3 | 0 | Supported | 1 | -7.1 | 72240 | 5 | 1 | 2.6 | Medium
AR448411 | Benchtop centrifuge LM-650 | Pilot lab, L1 | OEM contract | CC3233 - Pilot Plant | 4.2 | 12 | 0.35 | 3 | 1 |  |  | 7.8 | 9430 | 1 | 2
AR681992 | PH meter TR-950 | Analytical lab, L2 | Larkspur Instruments | CC3105 - Analytical Chemistry | 17 | 8 | 2.125 | 2 | 2 | No longer supported | 5 | -9 | 1270 | 5 | 3 | 3.6 | Medium
AR661951 | Karl Fischer titrator OK-180 | Analytical lab, L3 | OEM contract | CC3105 - Analytical Chemistry | 5.8 | 10 | 0.58 | 2 | 0 | Supported | 1 | 4.2 | 20940 | 2 | 1 | 1.55 | Low
AR684406 | PH meter ZK-880 | Site lab, L1 | In-house | CC3290 - Site Services | 6 | 8 | 0.75 | 3 | 0 | Supported | 1 | 2 | 1040 | 3 | 1 | 2.1 | Low
AR187149 | CO2 incubator SB-750 | Bioassay lab, L2 | OEM contract | CC3120 - Bioassay Services | 14.5 | 12 | 1.2083 | 2 | 1 | No longer supported | 5 | -2.5 | 9390 | 4 | 2 | 3.1 | Medium
AR997199 | Analytical balance TR-410 | Discovery lab, L1 | In-house | CC3217 - Discovery Biology | 7.5 | 12 | 0.625 | 4 | 0 | End of support announced | 4 | 4.5 | 5530 | 2 | 1 | 2.75 | Medium
AR143370 | CO2 incubator NE-250 | Analytical lab, L1 | Orrin Calibration | CC3105 - Analytical Chemistry | 8.5 | 12 | 0.7083 | 4 | 0 | End of sale | 2 | 3.5 | 13050 | 2 | 1 | 2.35 | Low
AR461553 | UHPLC system SB-940 | Analytical lab, L1 | Orrin Calibration | CC3105 - Analytical Chemistry | 9.1 | 10 | 0.91 | 2 | 0 | End of sale | 2 | 0.9 | 52610 | 3 | 1 | 2 | Low
AR624776 | Dissolution tester PD-610 | Process lab, L2 | In-house | CC3160 - Process Development | 16.7 | 12 | 1.3917 | 3 | 2 | Supported | 1 | -4.7 | 52620 | 5 | 3 | 3.1 | Medium
AR626942 | Rotary evaporator VR-920 | Pilot lab, L0 | Larkspur Instruments | CC3233 - Pilot Plant | 7.5 | 10 | 0.75 | 2 | 0 | End of sale | 2 | 2.5 | 10290 | 3 | 1 | 2 | Low
AR228968 | GC-MS system OK-700 | Analytical lab, L1 | Orrin Calibration | CC3105 - Analytical Chemistry | 2.2 | 10 | 0.22 | 4 | 0 | End of sale | 2 | 7.8 | 70320 | 1 | 1 | 2.1 | Low
AR994591 | FTIR spectrometer TR-920 | Site lab, L2 | Halcyon Field | CC3290 - Site Services | 6.3 | 12 | 0.525 | 3 | 0 | Supported | 1 | 5.7 | 41850 | 2 | 1 | 1.85 | Low
AR482749 | PH meter LM-700 | Discovery lab, L1 | Halcyon Field | CC3217 - Discovery Biology | 6.6 | 8 | 0.825 | 2 | 0 | Supported | 1 | 1.4 | 790 | 3 | 1 | 1.8 | Low
AR258036 | Analytical balance ZK-680 | Formulation lab, L3 | Tamsin & Vale | CC3142 - Formulation Science | 2.9 | 12 | 0.2417 | 2 | 0 | Supported | 1 | 9.1 | 4020 | 1 | 1 | 1.3 | Low
AR399429 | HPLC system QV-200 | Formulation lab, L3 | Orrin Calibration | CC3142 - Formulation Science | 12 | 10 | 1.2 | 3 | 0 | End of support announced | 4 | -2 | 26320 | 4 | 1 | 2.95 | Medium
AR500434 | PH meter LM-120 | Pilot lab, L2 | Quillon Service | CC3233 - Pilot Plant | 2.9 | 8 | 0.3625 | 2 | 0 | Supported | 1 | 5.1 | 1610 | 1 | 1 | 1.3 | Low
AR333188 | GC-MS system PD-440 | Metabolism lab, L3 | OEM contract | CC3276 - Metabolism and Residues | 9.5 | 10 | 0.95 | 2 | 1 | Supported | 1 | 0.5 | 110970 | 3 | 2 | 2.05 | Low
AR121635 | FTIR spectrometer PD-350 | Analytical lab, L1 | Tamsin & Vale | CC3105 - Analytical Chemistry | 3.9 | 12 | 0.325 | 3 | 0 | Supported | 1 | 8.1 | 18540 | 1 | 1 | 1.6 | Low
AR200189 | Laboratory refrigerator ZK-300 | Bioassay lab, L3 | Larkspur Instruments | CC3120 - Bioassay Services | 4.8 | 12 | 0.4 | 4 | 0 | Supported | 1 | 7.2 | 4480 | 1 | 1 | 1.9 | Low
AR707374 | Steam autoclave HX-710 | Microbiology lab, L0 | Quillon Service | CC3204 - Microbiology | 18 | 15 | 1.2 | 3 | 0 | No longer supported | 5 | -3 | 51310 | 4 | 1 | 3.15 | Medium
AR136132 | GC-MS system NE-400 | Analytical lab, L0 | OEM contract | CC3105 - Analytical Chemistry | 0.7 | 10 | 0.07 | 2 | 0 | Supported | 1 | 9.3 | 121950 | 1 | 1 | 1.3 | Low
AR666453 | Tablet hardness tester LM-880 | Bioassay lab, L2 | OEM contract | CC3120 - Bioassay Services | 1.1 | 12 | 0.0917 | 3 | 0 | Supported | 1 | 10.9 | 10870 | 1 | 1 | 1.6 | Low
AR845291 | HPLC system LM-840 | Analytical lab, L1 | Tamsin & Vale | CC3105 - Analytical Chemistry | 10.8 | 10 | 1.08 | 3 | 1 | Limited parts availability | 3 | -0.8 | 30960 | 4 | 2 | 3 | Medium
AR702235 | FTIR spectrometer PD-240 | Stability lab, L0 | Quillon Service | CC3188 - Stability Testing | 10.3 | 12 | 0.8583 | 3 | 1 | Limited parts availability | 3 | 1.7 | 42670 | 3 | 2 | 2.75 | Medium
AR893937 | Rotary evaporator TR-280 | Formulation lab, L3 | OEM contract | CC3142 - Formulation Science | 11 | 10 | 1.1 | 3 | 1 | No longer supported | 5 | -1 | 6930 | 4 | 2 | 3.4 | Medium
AR540280 | Analytical balance QV-180 | Process lab, L3 | In-house | CC3160 - Process Development | 10 | 12 | 0.8333 | 3 | 1 | Supported | 1 | 2 | 2430 | 3 | 2 | 2.35 | Low
AR695811 | Ultra-low temperature freezer NE-200 | Site lab, L0 | Halcyon Field | CC3290 - Site Services | 3.1 | 10 | 0.31 | 1 | 0 | End of sale | 2 | 6.9 | 9850 | 1 | 1 | 1.2 | Low
AR638523 | Water purification system SB-550 | Process lab, L3 | Brightmoor Labs | CC3160 - Process Development | 9.9 | 10 | 0.99 | 3 | 0 | Supported | 1 | 0.1 | 23140 | 3 | 1 | 2.1 | Low
AR117376 | Real-time PCR system VR-580 | Formulation lab, L2 | In-house | CC3142 - Formulation Science | 3.8 | 8 | 0.475 | 2 | 0 | Supported | 1 | 4.2 | 46800 | 1 | 1 | 1.3 | Low
AR320573 | Analytical balance QV-680 | Formulation lab, L2 | Larkspur Instruments | CC3142 - Formulation Science | 7.8 | 12 | 0.65 | 3 | 0 | Supported | 1 | 4.2 | 4660 | 2 | 1 | 1.85 | Low
AR316678 | Analytical balance VR-610 | Discovery lab, L1 | Halcyon Field | CC3217 - Discovery Biology | 10.3 | 12 | 0.8583 | 3 | 2 | Supported | 1 | 1.7 | 3890 | 3 | 3 | 2.6 | Medium
AR429536 | Benchtop centrifuge HX-100 | Discovery lab, L3 | Quillon Service | CC3217 - Discovery Biology | 5.9 | 12 | 0.4917 | 3 | 0 | Supported | 1 | 6.1 | 4050 | 1 | 1 | 1.6 | Low
AR429300 | Analytical balance ZK-540 | Formulation lab, L0 | Quillon Service | CC3142 - Formulation Science | 17 | 12 | 1.4167 | 3 | 0 | Limited parts availability | 3 | -5 | 3640 | 5 | 1 | 3 | Medium
AR192962 | Analytical balance NE-700 | Discovery lab, L0 | OEM contract | CC3217 - Discovery Biology | 12.7 | 12 | 1.0583 | 2 | 1 | End of sale | 2 | -0.7 | 3340 | 4 | 2 | 2.5 | Medium
AR830952 | Analytical balance OK-180 | Analytical lab, L2 | Larkspur Instruments | CC3105 - Analytical Chemistry | 1.9 | 12 | 0.1583 | 3 | 1 | End of sale | 2 | 10.1 | 3890 | 1 | 2 | 2.05 | Low
AR143801 | Karl Fischer titrator TR-610 | Analytical lab, L3 | Quillon Service | CC3105 - Analytical Chemistry | 0.7 | 10 | 0.07 | 2 | 0 | Supported | 1 | 9.3 | 15060 | 1 | 1 | 1.3 | Low
AR766928 | Biological safety cabinet ZK-340 | Discovery lab, L0 | OEM contract | CC3217 - Discovery Biology | 6 | 15 | 0.4 | 2 | 0 | Supported | 1 | 9 | 11140 | 1 | 1 | 1.3 | Low
AR306760 | UV-Vis spectrophotometer PD-780 | Analytical lab, L1 | Tamsin & Vale | CC3105 - Analytical Chemistry | 2.2 | 12 | 0.1833 | 3 | 1 | Limited parts availability | 3 | 9.8 | 13270 | 1 | 2 | 2.25 | Low
AR440473 | Laboratory refrigerator OK-620 | Bioassay lab, L2 | In-house | CC3120 - Bioassay Services | 5.5 | 12 | 0.4583 | 3 | 0 | End of support announced | 4 | 6.5 | 2190 | 1 | 1 | 2.2 | Low
AR330004 | HPLC system HX-150 | QC lab, L1 | In-house | CC3251 - QC Release | 5 | 10 | 0.5 | 2 | 1 | Supported | 1 | 5 | 71070 | 2 | 2 | 1.8 | Low
AR697673 | PH meter QV-840 | Metabolism lab, L1 | Halcyon Field | CC3276 - Metabolism and Residues | 5.7 | 8 | 0.7125 | 3 | 0 | End of support announced | 4 | 2.3 | 2100 | 2 | 1 | 2.45 | Low
AR262207 | UV-Vis spectrophotometer VR-850 | Bioassay lab, L3 | In-house | CC3120 - Bioassay Services | 11.1 | 12 | 0.925 | 2 | 1 | Supported | 1 | 0.9 | 13460 | 3 | 2 | 2.05 | Low
AR889918 | Real-time PCR system OK-220 | Discovery lab, L1 | In-house | CC3217 - Discovery Biology | 10 | 8 | 1.25 | 2 | 2 | Supported | 1 | -2 | 66740 | 5 | 3 | 2.8 | Medium
AR203849 | CO2 incubator VR-520 | Microbiology lab, L1 | In-house | CC3204 - Microbiology | 1 | 12 | 0.0833 | 3 | 0 | Supported | 1 | 11 | 15390 | 1 | 1 | 1.6 | Low
AR102249 | Gas chromatograph ZK-200 | Formulation lab, L1 | OEM contract | CC3142 - Formulation Science | 7.7 | 12 | 0.6417 | 3 | 0 | No longer supported | 5 | 4.3 | 47820 | 2 | 1 | 2.65 | Medium
AR608288 | Microplate reader SB-950 | Bioassay lab, L0 | In-house | CC3120 - Bioassay Services | 5.9 | 9 | 0.6556 | 1 | 0 | Supported | 1 | 3.1 | 76220 | 2 | 1 | 1.25 | Low
AR587159 | UHPLC system PD-200 | QC lab, L2 | In-house | CC3251 - QC Release | 5.9 | 10 | 0.59 | 3 | 0 | Supported | 1 | 4.1 | 93500 | 2 | 1 | 1.85 | Low
AR607675 | Analytical balance OK-610 | Process lab, L1 | Tamsin & Vale | CC3160 - Process Development | 3.6 | 12 | 0.3 | 3 | 0 | Supported | 1 | 8.4 | 1870 | 1 | 1 | 1.6 | Low
AR483463 | UV-Vis spectrophotometer VR-700 | Stability lab, L1 | OEM contract | CC3188 - Stability Testing | 5 | 12 | 0.4167 | 3 | 0 | End of sale | 2 | 7 | 12110 | 1 | 1 | 1.8 | Low
AR585659 | HPLC system QV-820 | Stability lab, L3 | In-house | CC3188 - Stability Testing | 4.3 | 10 | 0.43 | 3 | 0 | Supported | 1 | 5.7 | 53320 | 1 | 1 | 1.6 | Low
AR253803 | Analytical balance TR-810 | Analytical lab, L1 | OEM contract | CC3105 - Analytical Chemistry | 6.4 | 12 | 0.5333 | 3 | 2 | Supported | 1 | 5.6 | 6950 | 2 | 3 | 2.35 | Low
AR904930 | Thermal cycler ZK-500 | Process lab, L2 | Tamsin & Vale | CC3160 - Process Development | 14.2 | 8 | 1.775 | 3 | 0 | End of sale | 2 | -6.2 | 14300 | 5 | 1 | 2.8 | Medium
AR607370 | Laboratory refrigerator HX-620 | Bioassay lab, L1 | Tamsin & Vale | CC3120 - Bioassay Services | 3.3 | 12 | 0.275 | 3 | 1 | Supported | 1 | 8.7 | 2600 | 1 | 2 | 1.85 | Low
AR170489 | HPLC system TR-720 | Analytical lab, L1 | Larkspur Instruments | CC3105 - Analytical Chemistry | 2.8 | 10 | 0.28 | 3 | 0 | End of sale | 2 | 7.2 | 35020 | 1 | 1 | 1.8 | Low
AR800917 | Ultra-low temperature freezer PD-850 | Analytical lab, L2 | In-house | CC3105 - Analytical Chemistry | 4.1 | 10 | 0.41 | 3 | 1 | Supported | 1 | 5.9 | 5370 | 1 | 2 | 1.85 | Low
AR911953 | Biological safety cabinet PD-410 | Microbiology lab, L0 | Halcyon Field | CC3204 - Microbiology | 5.5 | 15 | 0.3667 | 3 | 0 | End of support announced | 4 | 9.5 | 22890 | 1 | 1 | 2.2 | Low
AR600849 | Stability chamber LM-110 | Stability lab, L3 | Halcyon Field | CC3188 - Stability Testing | 3.9 | 15 | 0.26 | 2 | 0 | Supported | 1 | 11.1 | 29000 | 1 | 1 | 1.3 | Low
AR784010 | CO2 incubator HX-800 | Bioassay lab, L1 | Larkspur Instruments | CC3120 - Bioassay Services | 2 | 12 | 0.1667 | 3 | 0 | Supported | 1 | 10 | 5400 | 1 | 1 | 1.6 | Low
AR601909 | PH meter QV-100 | Discovery lab, L3 | In-house | CC3217 - Discovery Biology | 0.9 | 8 | 0.1125 | 1 | 0 | No longer supported | 5 | 7.1 | 1030 | 1 | 1 | 1.8 | Low
AR147888 | Microplate reader LM-810 | Discovery lab, L1 | In-house | CC3217 - Discovery Biology | 7 | 9 | 0.7778 | 2 | 1 | End of sale | 2 | 2 | 26440 | 3 | 2 | 2.25 | Low
AR253524 | Rotary evaporator TR-410 | Process lab, L1 | Tamsin & Vale | CC3160 - Process Development | 4.3 | 10 | 0.43 | 3 | 2 | Limited parts availability | 3 | 5.7 | 7020 | 1 | 3 | 2.5 | Medium
AR394848 | FTIR spectrometer LM-900 | Analytical lab, L0 | In-house | CC3105 - Analytical Chemistry | 20.9 | 12 | 1.7417 | 5 | 5 | End of support announced | 4 | -8.9 | 26100 | 5 | 5 | 4.8 | High
AR519671 | HPLC system LM-550 | Analytical lab, L1 | In-house | CC3105 - Analytical Chemistry | 4.1 | 10 | 0.41 | 4 | 0 | End of support announced | 4 | 5.9 | 33370 | 1 | 1 | 2.5 | Medium
AR992658 | PH meter ZK-810 | Formulation lab, L1 | OEM contract | CC3142 - Formulation Science | 3.8 | 8 | 0.475 | 1 | 0 | End of sale | 2 | 4.2 | 1320 | 1 | 1 | 1.2 | Low
AR795277 | Biological safety cabinet LM-780 | Discovery lab, L2 | In-house | CC3217 - Discovery Biology | 7.5 | 15 | 0.5 | 2 | 0 | Supported | 1 | 7.5 | 13590 | 2 | 1 | 1.55 | Low
AR154814 | Stability chamber SB-780 | Process lab, L0 | In-house | CC3160 - Process Development | 23.5 | 15 | 1.5667 | 1 | 0 | Supported | 1 | -8.5 | 14330 | 5 | 1 | 2 | Low
AR459461 | Thermal cycler LM-180 | QC lab, L1 | In-house | CC3251 - QC Release | 7.9 | 8 | 0.9875 | 3 | 1 | Supported | 1 | 0.1 | 18580 | 3 | 2 | 2.35 | Low
AR912389 | Analytical balance QV-620 | Microbiology lab, L3 | Quillon Service | CC3204 - Microbiology | 2.9 | 12 | 0.2417 | 3 | 0 | Supported | 1 | 9.1 | 2880 | 1 | 1 | 1.6 | Low
AR984413 | Steam autoclave VR-600 | Pilot lab, L0 | Orrin Calibration | CC3233 - Pilot Plant | 7.1 | 15 | 0.4733 | 3 | 0 | Supported | 1 | 7.9 | 50670 | 1 | 1 | 1.6 | Low
AR967533 | HPLC system HX-800 | QC lab, L2 | Halcyon Field | CC3251 - QC Release | 2.8 | 10 | 0.28 | 2 | 1 | Supported | 1 | 7.2 | 22170 | 1 | 2 | 1.55 | Low
AR543635 | Microplate reader LM-840 | Bioassay lab, L2 | Quillon Service | CC3120 - Bioassay Services | 3.4 | 9 | 0.3778 | 2 | 0 | No longer supported | 5 | 5.6 | 44970 | 1 | 1 | 2.1 | Low
AR301082 | UHPLC system PD-700 | Analytical lab, L3 | In-house | CC3105 - Analytical Chemistry | 6.4 | 10 | 0.64 | 1 | 0 | Limited parts availability | 3 | 3.6 | 64110 | 2 | 1 | 1.65 | Low
AR465325 | UV-Vis spectrophotometer QV-450 | Analytical lab, L3 | OEM contract | CC3105 - Analytical Chemistry | 8.2 | 12 | 0.6833 | 4 | 0 | Supported | 1 | 3.8 | 18530 | 2 | 1 | 2.15 | Low
AR936727 | Microbalance NE-450 | Analytical lab, L1 | Larkspur Instruments | CC3105 - Analytical Chemistry | 7.3 | 12 | 0.6083 | 1 | 0 | No longer supported | 5 | 4.7 | 15670 | 2 | 1 | 2.05 | Low
AR997257 | Analytical balance QV-340 | Microbiology lab, L0 | Orrin Calibration | CC3204 - Microbiology | 4.9 | 12 | 0.4083 | 2 | 0 | Supported | 1 | 7.1 | 5360 | 1 | 1 | 1.3 | Low
AR654819 | HPLC system HX-980 | QC lab, L1 | Quillon Service | CC3251 - QC Release | 6.3 | 10 | 0.63 | 2 | 0 | Limited parts availability | 3 | 3.7 | 43490 | 2 | 1 | 1.95 | Low
AR722361 | Laboratory refrigerator PD-640 | Formulation lab, L3 | Larkspur Instruments | CC3142 - Formulation Science | 6.1 | 12 | 0.5083 | 2 | 0 | Supported | 1 | 5.9 | 4180 | 2 | 1 | 1.55 | Low
AR970137 | Ultra-low temperature freezer PD-610 | QC lab, L2 | Orrin Calibration | CC3251 - QC Release | 3.9 | 10 | 0.39 | 4 | 0 | Supported | 1 | 6.1 | 9620 | 1 | 1 | 1.9 | Low
AR342467 | Rotary evaporator PD-710 | Formulation lab, L2 | OEM contract | CC3142 - Formulation Science | 4.9 | 10 | 0.49 | 3 | 0 | Limited parts availability | 3 | 5.1 | 10220 | 1 | 1 | 2 | Low
AR136967 | UV-Vis spectrophotometer QV-720 | Pilot lab, L0 | In-house | CC3233 - Pilot Plant | 12.1 | 12 | 1.0083 | 3 | 0 | Limited parts availability | 3 | -0.1 | 13700 | 4 | 1 | 2.75 | Medium
AR521503 | CO2 incubator SB-400 | Microbiology lab, L2 | In-house | CC3204 - Microbiology | 5.8 | 12 | 0.4833 | 2 | 0 | Supported | 1 | 6.2 | 6590 | 1 | 1 | 1.3 | Low
AR527405 | Laboratory refrigerator VR-240 | Formulation lab, L1 | OEM contract | CC3142 - Formulation Science | 9.9 | 12 | 0.825 | 3 | 0 | Supported | 1 | 2.1 | 4460 | 3 | 1 | 2.1 | Low
AR374131 | Stability chamber PD-880 | Stability lab, L2 | OEM contract | CC3188 - Stability Testing | 18 | 15 | 1.2 | 3 | 0 | End of sale | 2 | -3 | 24820 | 4 | 1 | 2.55 | Medium
AR297690 | Laboratory refrigerator HX-340 | Stability lab, L0 | Larkspur Instruments | CC3188 - Stability Testing | 7.3 | 12 | 0.6083 | 2 | 0 | No longer supported | 5 | 4.7 | 2990 | 2 | 1 | 2.35 | Low
AR395848 | CO2 incubator OK-750 | Discovery lab, L3 | Orrin Calibration | CC3217 - Discovery Biology | 4.8 | 12 | 0.4 | 2 | 0 | Supported | 1 | 7.2 | 6460 | 1 | 1 | 1.3 | Low
AR983109 | Benchtop centrifuge HX-500 | Site lab, L2 | OEM contract | CC3290 - Site Services | 10.1 | 12 | 0.8417 | 1 | 0 | Supported | 1 | 1.9 | 7800 | 3 | 1 | 1.5 | Low
AR768863 | GC-MS system PD-920 | Bioassay lab, L1 | Quillon Service | CC3120 - Bioassay Services | 8.3 | 10 | 0.83 | 1 | 1 | End of support announced | 4 | 1.7 | 254180 | 3 | 2 | 2.35 | Low
AR651716 | PH meter SB-240 | Bioassay lab, L1 | In-house | CC3120 - Bioassay Services | 3.3 | 8 | 0.4125 | 4 | 0 | Supported | 1 | 4.7 | 1610 | 1 | 1 | 1.9 | Low
AR580427 | UV-Vis spectrophotometer ZK-120 | Analytical lab, L3 | Quillon Service | CC3105 - Analytical Chemistry | 13.7 | 12 | 1.1417 | 3 | 0 | Supported | 1 | -1.7 | 10460 | 4 | 1 | 2.35 | Low
AR680407 | Gas chromatograph NE-540 | Analytical lab, L2 | Halcyon Field | CC3105 - Analytical Chemistry | 1.6 | 12 | 0.1333 | 2 | 2 | Supported | 1 | 10.4 | 38240 | 1 | 3 | 1.8 | Low
AR950884 | Laboratory refrigerator NE-110 | Pilot lab, L0 | In-house | CC3233 - Pilot Plant | 2.8 | 12 | 0.2333 | 2 | 1 | Limited parts availability | 3 | 9.2 | 2030 | 1 | 2 | 1.95 | Low
AR647818 | Gas chromatograph NE-300 | Metabolism lab, L0 | Larkspur Instruments | CC3276 - Metabolism and Residues | 7.6 | 12 | 0.6333 | 2 | 1 | Supported | 1 | 4.4 | 31230 | 2 | 2 | 1.8 | Low
AR102122 | Gas chromatograph LM-240 | Analytical lab, L2 | Halcyon Field | CC3105 - Analytical Chemistry | 1.1 | 12 | 0.0917 | 2 | 1 | End of sale | 2 | 10.9 | 23240 | 1 | 2 | 1.75 | Low
AR501330 | Steam autoclave PD-580 | Metabolism lab, L1 | In-house | CC3276 - Metabolism and Residues | 8 | 15 | 0.5333 | 2 | 0 | End of sale | 2 | 7 | 77200 | 2 | 1 | 1.75 | Low
AR398368 | Biological safety cabinet HX-320 | Discovery lab, L2 | Tamsin & Vale | CC3217 - Discovery Biology | 7.4 | 15 | 0.4933 | 2 | 0 | Limited parts availability | 3 | 7.6 | 14210 | 1 | 1 | 1.7 | Low
AR396551 | Benchtop centrifuge QV-640 | Formulation lab, L3 | OEM contract | CC3142 - Formulation Science | 5.1 | 12 | 0.425 | 3 | 0 |  |  | 6.9 | 7600 | 1 | 1
AR709906 | UHPLC system QV-250 | Analytical lab, L3 | OEM contract | CC3105 - Analytical Chemistry | 2.9 | 10 | 0.29 | 3 | 0 | Limited parts availability | 3 | 7.1 | 94360 | 1 | 1 | 2 | Low
AR145659 | Ultra-low temperature freezer NE-600 | Analytical lab, L3 | Orrin Calibration | CC3105 - Analytical Chemistry | 2 | 10 | 0.2 | 4 | 0 | Supported | 1 | 8 | 16080 | 1 | 1 | 1.9 | Low
AR970655 | HPLC system TR-740 | Formulation lab, L1 | Orrin Calibration | CC3142 - Formulation Science | 7.9 | 10 | 0.79 | 2 | 0 | End of sale | 2 | 2.1 | 39380 | 3 | 1 | 2 | Low
AR971028 | PH meter ZK-310 | Stability lab, L1 | In-house | CC3188 - Stability Testing | 3.7 | 8 | 0.4625 | 4 | 1 | End of support announced | 4 | 4.3 | 1850 | 1 | 2 | 2.75 | Medium
AR159000 | Particle size analyser LM-640 | Formulation lab, L3 | Tamsin & Vale | CC3142 - Formulation Science | 8.5 | 12 | 0.7083 | 1 | 0 | Limited parts availability | 3 | 3.5 | 49780 | 2 | 1 | 1.65 | Low
AR624050 | Ultra-low temperature freezer ZK-820 | Analytical lab, L2 | Larkspur Instruments | CC3105 - Analytical Chemistry | 7.3 | 10 | 0.73 | 2 | 0 | Supported | 1 | 2.7 | 9440 | 2 | 1 | 1.55 | Low
AR105673 | Jacketed reactor system VR-740 | Formulation lab, L1 | Larkspur Instruments | CC3142 - Formulation Science | 16.1 | 15 | 1.0733 | 3 | 0 | Supported | 1 | -1.1 | 126210 | 4 | 1 | 2.35 | Low
AR451026 | Biological safety cabinet SB-150 | Discovery lab, L1 | Larkspur Instruments | CC3217 - Discovery Biology | 11.1 | 15 | 0.74 | 3 | 0 | Supported | 1 | 3.9 | 10320 | 2 | 1 | 1.85 | Low
AR971533 | Laboratory refrigerator OK-210 | Formulation lab, L1 | In-house | CC3142 - Formulation Science | 8.3 | 12 | 0.6917 | 3 | 0 | Supported | 1 | 3.7 | 3680 | 2 | 1 | 1.85 | Low
AR337477 | Analytical balance HX-610 | Analytical lab, L2 | Orrin Calibration | CC3105 - Analytical Chemistry | 4.8 | 12 | 0.4 | 3 | 0 | Supported | 1 | 7.2 | 3900 | 1 | 1 | 1.6 | Low
AR836536 | HPLC system TR-900 | Analytical lab, L3 | Halcyon Field | CC3105 - Analytical Chemistry | 2.1 | 10 | 0.21 | 4 | 0 | Supported | 1 | 7.9 | 33270 | 1 | 1 | 1.9 | Low
AR925869 | LC-MS system VR-320 | Metabolism lab, L0 | Brightmoor Labs | CC3276 - Metabolism and Residues | 8.4 | 9 | 0.9333 | 4 | 1 | End of support announced | 4 | 0.6 | 299580 | 3 | 2 | 3.25 | Medium
AR408915 | Benchtop centrifuge TR-440 | Bioassay lab, L0 | In-house | CC3120 - Bioassay Services | 1.3 | 12 | 0.1083 | 4 | 0 | Supported | 1 | 10.7 | 7140 | 1 | 1 | 1.9 | Low
AR431433 | Laboratory refrigerator LM-120 | Bioassay lab, L1 | Larkspur Instruments | CC3120 - Bioassay Services | 9.5 | 12 | 0.7917 | 4 | 0 | Supported | 1 | 2.5 | 4780 | 3 | 1 | 2.4 | Low
AR528567 | Laboratory refrigerator PD-480 | Discovery lab, L2 | OEM contract | CC3217 - Discovery Biology | 2.3 | 12 | 0.1917 | 2 | 0 | Supported | 1 | 9.7 | 2530 | 1 | 1 | 1.3 | Low
AR474313 | Karl Fischer titrator VR-580 | Microbiology lab, L1 | Tamsin & Vale | CC3204 - Microbiology | 12.5 | 10 | 1.25 | 4 | 1 |  |  | -2.5 | 8390 | 5 | 2
AR904885 | Dissolution tester TR-300 | Stability lab, L3 | Brightmoor Labs | CC3188 - Stability Testing | 3.6 | 12 | 0.3 | 2 | 0 |  |  | 8.4 | 35560 | 1 | 1
AR514837 | Liquid handling workstation SB-680 | Metabolism lab, L0 | In-house | CC3276 - Metabolism and Residues | 1.4 | 10 | 0.14 | 3 | 0 | No longer supported | 5 | 8.6 | 108100 | 1 | 1 | 2.4 | Low
AR755758 | HPLC system PD-840 | Stability lab, L2 | Brightmoor Labs | CC3188 - Stability Testing | 2.1 | 10 | 0.21 | 3 | 1 | Supported | 1 | 7.9 | 80130 | 1 | 2 | 1.85 | Low
AR721735 | Real-time PCR system TR-710 | Microbiology lab, L2 | OEM contract | CC3204 - Microbiology | 1.6 | 8 | 0.2 | 1 | 0 | Supported | 1 | 6.4 | 49440 | 1 | 1 | 1 | Low
AR116258 | Ultra-low temperature freezer QV-140 | Process lab, L3 | Orrin Calibration | CC3160 - Process Development | 14.9 | 10 | 1.49 | 3 | 1 | Limited parts availability | 3 | -4.9 | 8500 | 5 | 2 | 3.25 | Medium
AR877093 | FTIR spectrometer VR-310 | Analytical lab, L1 | In-house | CC3105 - Analytical Chemistry | 7.6 | 12 | 0.6333 | 3 | 0 | Limited parts availability | 3 | 4.4 | 35250 | 2 | 1 | 2.25 | Low
AR865423 | CO2 incubator PD-840 | Bioassay lab, L1 | In-house | CC3120 - Bioassay Services | 4.9 | 12 | 0.4083 | 2 | 0 | Supported | 1 | 7.1 | 4640 | 1 | 1 | 1.3 | Low
AR604258 | GC-MS system SB-740 | Analytical lab, L3 | Larkspur Instruments | CC3105 - Analytical Chemistry | 4.1 | 10 | 0.41 | 1 | 0 | Supported | 1 | 5.9 | 215590 | 1 | 1 | 1 | Low
AR410271 | HPLC system NE-820 | Formulation lab, L0 | In-house | CC3142 - Formulation Science | 3.3 | 10 | 0.33 | 3 | 0 | Supported | 1 | 6.7 | 28620 | 1 | 1 | 1.6 | Low
AR642263 | PH meter SB-210 | Process lab, L1 | In-house | CC3160 - Process Development | 2.5 | 8 | 0.3125 | 2 | 0 | End of support announced | 4 | 5.5 | 2030 | 1 | 1 | 1.9 | Low
AR106355 | CO2 incubator LM-280 | Analytical lab, L1 | OEM contract | CC3105 - Analytical Chemistry | 8.1 | 12 | 0.675 | 3 | 0 | Supported | 1 | 3.9 | 6830 | 2 | 1 | 1.85 | Low
AR252981 | CO2 incubator SB-740 | Process lab, L0 | Tamsin & Vale | CC3160 - Process Development | 3.3 | 12 | 0.275 | 2 | 0 | Supported | 1 | 8.7 | 8420 | 1 | 1 | 1.3 | Low
AR211887 | Analytical balance PD-850 | Pilot lab, L0 | Orrin Calibration | CC3233 - Pilot Plant | 22.3 | 12 | 1.8583 | 3 | 0 | Supported | 1 | -10.3 | 7640 | 5 | 1 | 2.6 | Medium
AR454563 | Ultra-low temperature freezer PD-740 | Microbiology lab, L0 | OEM contract | CC3204 - Microbiology | 6.9 | 10 | 0.69 | 1 | 1 | Supported | 1 | 3.1 | 17590 | 2 | 2 | 1.5 | Low
AR796892 | GC-MS system SB-350 | Analytical lab, L1 | Larkspur Instruments | CC3105 - Analytical Chemistry | 5 | 10 | 0.5 | 2 | 1 | Limited parts availability | 3 | 5 | 146800 | 2 | 2 | 2.2 | Low
AR749859 | Real-time PCR system OK-250 | Discovery lab, L3 | OEM contract | CC3217 - Discovery Biology | 3.4 | 8 | 0.425 | 4 | 0 | Supported | 1 | 4.6 | 44010 | 1 | 1 | 1.9 | Low
AR203778 | HPLC system SB-740 | Analytical lab, L2 | Quillon Service | CC3105 - Analytical Chemistry | 6 | 10 | 0.6 | 3 | 0 | Supported | 1 | 4 | 58720 | 2 | 1 | 1.85 | Low
AR961128 | Karl Fischer titrator LM-920 | Analytical lab, L0 | In-house | CC3105 - Analytical Chemistry | 12.5 | 10 | 1.25 | 2 | 0 | Limited parts availability | 3 | -2.5 | 14220 | 5 | 1 | 2.7 | Medium
AR245279 | Analytical balance ZK-610 | Microbiology lab, L0 | Brightmoor Labs | CC3204 - Microbiology | 5.1 | 12 | 0.425 | 2 | 1 | No longer supported | 5 | 6.9 | 3860 | 1 | 2 | 2.35 | Low
AR542517 | Analytical balance HX-140 | Pilot lab, L1 | Quillon Service | CC3233 - Pilot Plant | 1.2 | 12 | 0.1 | 3 | 1 | Supported | 1 | 10.8 | 2990 | 1 | 2 | 1.85 | Low
AR527861 | UHPLC system TR-880 | Analytical lab, L0 | Tamsin & Vale | CC3105 - Analytical Chemistry | 7.3 | 10 | 0.73 | 3 | 0 | Supported | 1 | 2.7 | 83700 | 2 | 1 | 1.85 | Low
AR215010 | HPLC system ZK-520 | Formulation lab, L1 | Tamsin & Vale | CC3142 - Formulation Science | 3 | 10 | 0.3 | 1 | 0 | Supported | 1 | 7 | 44780 | 1 | 1 | 1 | Low
AR588609 | Analytical balance NE-240 | Pilot lab, L3 | Tamsin & Vale | CC3233 - Pilot Plant | 9.4 | 12 | 0.7833 | 2 | 0 | Supported | 1 | 2.6 | 4410 | 3 | 1 | 1.8 | Low
AR691869 | HPLC system HX-380 | Formulation lab, L1 | Brightmoor Labs | CC3142 - Formulation Science | 2.5 | 10 | 0.25 | 2 | 2 | End of sale | 2 | 7.5 | 24320 | 1 | 3 | 2 | Low
AR598944 | Benchtop centrifuge VR-680 | Microbiology lab, L3 | OEM contract | CC3204 - Microbiology | 16 | 12 | 1.3333 | 1 | 1 | Supported | 1 | -4 | 6150 | 5 | 2 | 2.25 | Low
AR369265 | Laboratory refrigerator QV-880 | Discovery lab, L3 | Orrin Calibration | CC3217 - Discovery Biology | 2.2 | 12 | 0.1833 | 3 | 0 | Supported | 1 | 9.8 | 3250 | 1 | 1 | 1.6 | Low
AR186258 | Rotary evaporator OK-210 | Formulation lab, L0 | Quillon Service | CC3142 - Formulation Science | 2 | 10 | 0.2 | 3 | 1 | Supported | 1 | 8 | 3800 | 1 | 2 | 1.85 | Low
AR470347 | Ultra-low temperature freezer SB-880 | Analytical lab, L0 | Larkspur Instruments | CC3105 - Analytical Chemistry | 9.9 | 10 | 0.99 | 3 | 1 | End of support announced | 4 | 0.1 | 15860 | 3 | 2 | 2.95 | Medium
AR559207 | HPLC system ZK-350 | QC lab, L0 | Halcyon Field | CC3251 - QC Release | 12.4 | 10 | 1.24 | 3 | 0 | Supported | 1 | -2.4 | 33890 | 4 | 1 | 2.35 | Low
AR897497 | Rotary evaporator SB-320 | Process lab, L3 | Larkspur Instruments | CC3160 - Process Development | 1.7 | 10 | 0.17 | 3 | 0 | Supported | 1 | 8.3 | 13930 | 1 | 1 | 1.6 | Low
AR118212 | Ultra-low temperature freezer PD-140 | Analytical lab, L3 | In-house | CC3105 - Analytical Chemistry | 5.5 | 10 | 0.55 | 2 | 0 | Limited parts availability | 3 | 4.5 | 7020 | 2 | 1 | 1.95 | Low
AR682528 | Benchtop centrifuge QV-320 | Analytical lab, L1 | OEM contract | CC3105 - Analytical Chemistry | 18 | 12 | 1.5 | 1 | 1 | Supported | 1 | -6 | 6800 | 5 | 2 | 2.25 | Low
AR759771 | Dissolution tester TR-310 | Stability lab, L1 | Larkspur Instruments | CC3188 - Stability Testing | 9.9 | 12 | 0.825 | 3 | 0 | No longer supported | 5 | 2.1 | 47890 | 3 | 1 | 2.9 | Medium
AR422791 | Benchtop centrifuge ZK-540 | Stability lab, L3 | In-house | CC3188 - Stability Testing | 4.6 | 12 | 0.3833 | 3 | 0 | Limited parts availability | 3 | 7.4 | 9520 | 1 | 1 | 2 | Low
AR705431 | Analytical balance ZK-440 | Discovery lab, L0 | OEM contract | CC3217 - Discovery Biology | 1.3 | 12 | 0.1083 | 1 | 0 | Supported | 1 | 10.7 | 5100 | 1 | 1 | 1 | Low
AR653220 | Microplate reader TR-510 | Discovery lab, L2 | OEM contract | CC3217 - Discovery Biology | 0.9 | 9 | 0.1 | 2 | 0 | Supported | 1 | 8.1 | 23170 | 1 | 1 | 1.3 | Low
AR613234 | PH meter NE-600 | Microbiology lab, L2 | Quillon Service | CC3204 - Microbiology | 1.6 | 8 | 0.2 | 2 | 1 | Supported | 1 | 6.4 | 1450 | 1 | 2 | 1.55 | Low
AR294720 | UV-Vis spectrophotometer PD-950 | Analytical lab, L2 | In-house | CC3105 - Analytical Chemistry | 1.3 | 12 | 0.1083 | 3 | 0 | Supported | 1 | 10.7 | 9360 | 1 | 1 | 1.6 | Low
AR608906 | Laboratory refrigerator LM-810 | Metabolism lab, L2 | In-house | CC3276 - Metabolism and Residues | 15.1 | 12 | 1.2583 | 3 | 0 | Supported | 1 | -3.1 | 3370 | 5 | 1 | 2.6 | Medium
AR467595 | Stability chamber SB-450 | Stability lab, L0 | Quillon Service | CC3188 - Stability Testing | 25.8 | 15 | 1.72 | 3 | 1 | End of support announced | 4 | -10.8 | 49030 | 5 | 2 | 3.45 | Medium
AR517249 | UHPLC system TR-320 | Analytical lab, L1 | In-house | CC3105 - Analytical Chemistry | 4.9 | 10 | 0.49 | 2 | 0 | Limited parts availability | 3 | 5.1 | 59460 | 1 | 1 | 1.7 | Low
AR671602 | Steam autoclave SB-880 | Microbiology lab, L1 | OEM contract | CC3204 - Microbiology | 18.2 | 15 | 1.2133 | 2 | 1 |  |  | -3.2 | 34520 | 4 | 2
AR483057 | UHPLC system ZK-620 | Bioassay lab, L0 | Tamsin & Vale | CC3120 - Bioassay Services | 6.9 | 10 | 0.69 | 3 | 1 | End of sale | 2 | 3.1 | 38650 | 2 | 2 | 2.3 | Low
AR223230 | Real-time PCR system VR-950 | Bioassay lab, L2 | Brightmoor Labs | CC3120 - Bioassay Services | 5.5 | 8 | 0.6875 | 1 | 0 | Supported | 1 | 2.5 | 26360 | 2 | 1 | 1.25 | Low
AR942142 | CO2 incubator OK-600 | Microbiology lab, L1 | Larkspur Instruments | CC3204 - Microbiology | 8.9 | 12 | 0.7417 | 3 | 0 | Supported | 1 | 3.1 | 6600 | 2 | 1 | 1.85 | Low
AR597118 | Benchtop centrifuge LM-320 | Site lab, L0 | Larkspur Instruments | CC3290 - Site Services | 10.9 | 12 | 0.9083 | 3 | 2 | Supported | 1 | 1.1 | 7990 | 3 | 3 | 2.6 | Medium
AR589490 | CO2 incubator TR-640 | Process lab, L1 | In-house | CC3160 - Process Development | 2.8 | 12 | 0.2333 | 2 | 0 | Supported | 1 | 9.2 | 8400 | 1 | 1 | 1.3 | Low
AR968459 | Water purification system LM-120 | Bioassay lab, L0 | OEM contract | CC3120 - Bioassay Services | 1.5 | 10 | 0.15 | 2 | 0 | Supported | 1 | 8.5 | 15640 | 1 | 1 | 1.3 | Low
AR325332 | UHPLC system VR-540 | Analytical lab, L3 | In-house | CC3105 - Analytical Chemistry | 6.8 | 10 | 0.68 | 3 | 1 | End of sale | 2 | 3.2 | 44540 | 2 | 2 | 2.3 | Low
AR124763 | Ultra-low temperature freezer VR-650 | QC lab, L3 | In-house | CC3251 - QC Release | 6 | 10 | 0.6 | 3 | 1 | No longer supported | 5 | 4 | 24390 | 2 | 2 | 2.9 | Medium
AR311926 | CO2 incubator VR-700 | Microbiology lab, L0 | In-house | CC3204 - Microbiology | 2.8 | 12 | 0.2333 | 2 | 1 | End of support announced | 4 | 9.2 | 6970 | 1 | 2 | 2.15 | Low
AR711307 | Benchtop centrifuge QV-610 | Analytical lab, L1 | Quillon Service | CC3105 - Analytical Chemistry | 2.1 | 12 | 0.175 | 4 | 0 | Supported | 1 | 9.9 | 3180 | 1 | 1 | 1.9 | Low
AR269011 | Microbalance NE-940 | Analytical lab, L0 | Larkspur Instruments | CC3105 - Analytical Chemistry | 3.4 | 12 | 0.2833 | 2 | 0 | Supported | 1 | 8.6 | 10630 | 1 | 1 | 1.3 | Low
AR830486 | UV-Vis spectrophotometer SB-640 | Stability lab, L3 | In-house | CC3188 - Stability Testing | 4.3 | 12 | 0.3583 | 2 | 0 | Limited parts availability | 3 | 7.7 | 17780 | 1 | 1 | 1.7 | Low
AR100978 | Tablet hardness tester SB-480 | QC lab, L2 | OEM contract | CC3251 - QC Release | 9.9 | 12 | 0.825 | 2 | 0 | End of support announced | 4 | 2.1 | 5910 | 3 | 1 | 2.4 | Low
AR477743 | PH meter OK-240 | Metabolism lab, L2 | Orrin Calibration | CC3276 - Metabolism and Residues | 10.8 | 8 | 1.35 | 2 | 0 | No longer supported | 5 | -2.8 | 1750 | 5 | 1 | 3.1 | Medium
AR700262 | PH meter ZK-640 | Metabolism lab, L2 | In-house | CC3276 - Metabolism and Residues | 3.7 | 8 | 0.4625 | 1 | 0 | End of sale | 2 | 4.3 | 740 | 1 | 1 | 1.2 | Low
AR598843 | UHPLC system QV-240 | Metabolism lab, L2 | OEM contract | CC3276 - Metabolism and Residues | 5.6 | 10 | 0.56 | 3 | 0 | End of sale | 2 | 4.4 | 80030 | 2 | 1 | 2.05 | Low
AR558514 | Biological safety cabinet HX-910 | Discovery lab, L1 | Halcyon Field | CC3217 - Discovery Biology | 9 | 15 | 0.6 | 2 | 1 | End of support announced | 4 | 6 | 9850 | 2 | 2 | 2.4 | Low
AR637129 | Ultra-low temperature freezer OK-610 | Pilot lab, L3 | OEM contract | CC3233 - Pilot Plant | 15.4 | 10 | 1.54 | 4 | 1 | End of sale | 2 | -5.4 | 10880 | 5 | 2 | 3.35 | Medium
AR283105 | Karl Fischer titrator ZK-910 | Formulation lab, L2 | Quillon Service | CC3142 - Formulation Science | 12.8 | 10 | 1.28 | 2 | 1 | End of sale | 2 | -2.8 | 10470 | 5 | 2 | 2.75 | Medium
AR284213 | Gas chromatograph ZK-940 | Metabolism lab, L1 | In-house | CC3276 - Metabolism and Residues | 20.6 | 12 | 1.7167 | 3 | 0 | Supported | 1 | -8.6 | 42910 | 5 | 1 | 2.6 | Medium
AR872582 | Karl Fischer titrator HX-710 | Analytical lab, L3 | Halcyon Field | CC3105 - Analytical Chemistry | 9.3 | 10 | 0.93 | 4 | 2 | End of sale | 2 | 0.7 | 10050 | 3 | 3 | 3.1 | Medium
AR516931 | LC-MS system NE-380 | Analytical lab, L2 | Orrin Calibration | CC3105 - Analytical Chemistry | 5.1 | 9 | 0.5667 | 5 | 0 | Supported | 1 | 3.9 | 130190 | 2 | 1 | 2.45 | Low
AR625817 | Biological safety cabinet HX-310 | Microbiology lab, L2 | Quillon Service | CC3204 - Microbiology | 9.1 | 15 | 0.6067 | 3 | 0 | Limited parts availability | 3 | 5.9 | 8580 | 2 | 1 | 2.25 | Low
AR877463 | PH meter HX-500 | Stability lab, L0 | Larkspur Instruments | CC3188 - Stability Testing | 5.5 | 8 | 0.6875 | 4 | 0 | Limited parts availability | 3 | 2.5 | 1150 | 2 | 1 | 2.55 | Medium
AR232714 | Microplate reader HX-380 | QC lab, L2 | In-house | CC3251 - QC Release | 5.9 | 9 | 0.6556 | 2 | 0 | Limited parts availability | 3 | 3.1 | 35630 | 2 | 1 | 1.95 | Low
AR274357 | Rotary evaporator TR-380 | Stability lab, L3 | OEM contract | CC3188 - Stability Testing | 4.3 | 10 | 0.43 | 2 | 0 | Supported | 1 | 5.7 | 8830 | 1 | 1 | 1.3 | Low
AR767563 | UHPLC system ZK-810 | Metabolism lab, L3 | Quillon Service | CC3276 - Metabolism and Residues | 14.3 | 10 | 1.43 | 1 | 0 | End of sale | 2 | -4.3 | 117130 | 5 | 1 | 2.2 | Low
AR234379 | UV-Vis spectrophotometer PD-510 | Analytical lab, L0 | Orrin Calibration | CC3105 - Analytical Chemistry | 2.9 | 12 | 0.2417 | 3 | 0 | End of sale | 2 | 9.1 | 22770 | 1 | 1 | 1.8 | Low
AR387990 | Laboratory refrigerator LM-120 | Analytical lab, L1 | Larkspur Instruments | CC3105 - Analytical Chemistry | 5.8 | 12 | 0.4833 | 2 | 0 | End of sale | 2 | 6.2 | 1900 | 1 | 1 | 1.5 | Low
AR814340 | Analytical balance HX-880 | QC lab, L1 | OEM contract | CC3251 - QC Release | 13.1 | 12 | 1.0917 | 2 | 2 | Supported | 1 | -1.1 | 7250 | 4 | 3 | 2.55 | Medium
AR210343 | Gas chromatograph NE-420 | Analytical lab, L0 | In-house | CC3105 - Analytical Chemistry | 9.3 | 12 | 0.775 | 2 | 1 | End of sale | 2 | 2.7 | 30810 | 3 | 2 | 2.25 | Low
AR741218 | Karl Fischer titrator LM-280 | Process lab, L0 | In-house | CC3160 - Process Development | 8.5 | 10 | 0.85 | 3 | 1 | Supported | 1 | 1.5 | 6610 | 3 | 2 | 2.35 | Low
AR978278 | PH meter TR-940 | QC lab, L1 | Halcyon Field | CC3251 - QC Release | 6.1 | 8 | 0.7625 | 4 | 0 | Supported | 1 | 1.9 | 1000 | 3 | 1 | 2.4 | Low
AR849641 | Benchtop centrifuge NE-500 | Process lab, L0 | Tamsin & Vale | CC3160 - Process Development | 4.9 | 12 | 0.4083 | 3 | 0 | Supported | 1 | 7.1 | 5430 | 1 | 1 | 1.6 | Low
AR446479 | Gas chromatograph SB-520 | Metabolism lab, L1 | In-house | CC3276 - Metabolism and Residues | 2.3 | 12 | 0.1917 | 1 | 0 | Supported | 1 | 9.7 | 61710 | 1 | 1 | 1 | Low
AR254523 | Laboratory refrigerator LM-610 | Microbiology lab, L3 | Brightmoor Labs | CC3204 - Microbiology | 16.4 | 12 | 1.3667 | 3 | 1 | Supported | 1 | -4.4 | 3050 | 5 | 2 | 2.85 | Medium
AR840833 | HPLC system TR-300 | Stability lab, L3 | In-house | CC3188 - Stability Testing | 4.9 | 10 | 0.49 | 1 | 0 | No longer supported | 5 | 5.1 | 40460 | 1 | 1 | 1.8 | Low
AR250684 | Tablet hardness tester VR-920 | QC lab, L2 | Orrin Calibration | CC3251 - QC Release | 12.1 | 12 | 1.0083 | 3 | 1 | Supported | 1 | -0.1 | 11210 | 4 | 2 | 2.6 | Medium
AR843579 | Inverted microscope PD-640 | Bioassay lab, L3 | OEM contract | CC3120 - Bioassay Services | 18 | 15 | 1.2 | 2 | 1 | No longer supported | 5 | -3 | 17520 | 4 | 2 | 3.1 | Medium
AR558517 | LC-MS system VR-380 | Process lab, L1 | Orrin Calibration | CC3160 - Process Development | 6.4 | 9 | 0.7111 | 1 | 1 | No longer supported | 5 | 2.6 | 177550 | 2 | 2 | 2.3 | Low
AR881086 | Analytical balance SB-550 | Pilot lab, L0 | Larkspur Instruments | CC3233 - Pilot Plant | 11.7 | 12 | 0.975 | 2 | 0 | Supported | 1 | 0.3 | 4450 | 3 | 1 | 1.8 | Low
AR162842 | Ultra-low temperature freezer VR-480 | Bioassay lab, L0 | Halcyon Field | CC3120 - Bioassay Services | 3.8 | 10 | 0.38 | 4 | 0 | End of sale | 2 | 6.2 | 8890 | 1 | 1 | 2.1 | Low
AR639630 | FTIR spectrometer PD-940 | Analytical lab, L1 | In-house | CC3105 - Analytical Chemistry | 6.6 | 12 | 0.55 | 2 | 1 | Supported | 1 | 5.4 | 56320 | 2 | 2 | 1.8 | Low
AR532972 | Karl Fischer titrator LM-710 | Analytical lab, L0 | Orrin Calibration | CC3105 - Analytical Chemistry | 6.2 | 10 | 0.62 | 4 | 1 | Supported | 1 | 3.8 | 7080 | 2 | 2 | 2.4 | Low
AR910308 | Liquid handling workstation LM-320 | Stability lab, L1 | In-house | CC3188 - Stability Testing | 2.1 | 10 | 0.21 | 2 | 0 | Supported | 1 | 7.9 | 130350 | 1 | 1 | 1.3 | Low
AR819466 | Microbalance ZK-620 | Formulation lab, L3 | Larkspur Instruments | CC3142 - Formulation Science | 5.6 | 12 | 0.4667 | 2 | 0 | Supported | 1 | 6.4 | 16510 | 1 | 1 | 1.3 | Low
AR459969 | PH meter PD-510 | Site lab, L3 | Quillon Service | CC3290 - Site Services | 1.3 | 8 | 0.1625 | 1 | 0 | Supported | 1 | 6.7 | 1290 | 1 | 1 | 1 | Low
AR915105 | Stability chamber ZK-180 | Stability lab, L0 | Orrin Calibration | CC3188 - Stability Testing | 1.9 | 15 | 0.1267 | 1 | 0 | Supported | 1 | 13.1 | 31360 | 1 | 1 | 1 | Low
AR527938 | Liquid handling workstation SB-720 | Process lab, L3 | Halcyon Field | CC3160 - Process Development | 2.8 | 10 | 0.28 | 3 | 0 | End of support announced | 4 | 7.2 | 138620 | 1 | 1 | 2.2 | Low
AR690108 | Biological safety cabinet HX-700 | Microbiology lab, L2 | Quillon Service | CC3204 - Microbiology | 6 | 15 | 0.4 | 3 | 0 | Supported | 1 | 9 | 10500 | 1 | 1 | 1.6 | Low
AR528616 | Particle size analyser HX-640 | Pilot lab, L1 | Quillon Service | CC3233 - Pilot Plant | 6.3 | 12 | 0.525 | 2 | 0 | Supported | 1 | 5.7 | 96100 | 2 | 1 | 1.55 | Low
AR265050 | Benchtop centrifuge ZK-800 | Site lab, L2 | Quillon Service | CC3290 - Site Services | 15.2 | 12 | 1.2667 | 3 | 1 | Supported | 1 | -3.2 | 8790 | 5 | 2 | 2.85 | Medium
AR605957 | Laboratory refrigerator QV-600 | Site lab, L2 | Tamsin & Vale | CC3290 - Site Services | 0.9 | 12 | 0.075 | 1 | 0 | Supported | 1 | 11.1 | 1930 | 1 | 1 | 1 | Low
AR224551 | Laboratory refrigerator HX-140 | Discovery lab, L1 | In-house | CC3217 - Discovery Biology | 10.1 | 12 | 0.8417 | 2 | 0 | Supported | 1 | 1.9 | 1940 | 3 | 1 | 1.8 | Low
AR217388 | HPLC system HX-120 | Analytical lab, L3 | In-house | CC3105 - Analytical Chemistry | 3.5 | 10 | 0.35 | 3 | 1 | Supported | 1 | 6.5 | 49280 | 1 | 2 | 1.85 | Low
AR374162 | Microbalance NE-480 | Analytical lab, L0 | OEM contract | CC3105 - Analytical Chemistry | 2.8 | 12 | 0.2333 | 4 | 1 | Supported | 1 | 9.2 | 26320 | 1 | 2 | 2.15 | Low
AR497385 | Tablet hardness tester OK-950 | Formulation lab, L1 | In-house | CC3142 - Formulation Science | 1.3 | 12 | 0.1083 | 2 | 0 | Supported | 1 | 10.7 | 11370 | 1 | 1 | 1.3 | Low
AR895458 | Analytical balance TR-410 | Site lab, L1 | Orrin Calibration | CC3290 - Site Services | 7.2 | 12 | 0.6 | 1 | 1 | Supported | 1 | 4.8 | 4270 | 2 | 2 | 1.5 | Low
AR229568 | Laboratory refrigerator LM-900 | Microbiology lab, L2 | Larkspur Instruments | CC3204 - Microbiology | 5.5 | 12 | 0.4583 | 2 | 1 | Supported | 1 | 6.5 | 4300 | 1 | 2 | 1.55 | Low
AR225571 | Biological safety cabinet OK-710 | Bioassay lab, L0 | Orrin Calibration | CC3120 - Bioassay Services | 6.7 | 15 | 0.4467 | 4 | 0 | No longer supported | 5 | 8.3 | 12290 | 1 | 1 | 2.7 | Medium
AR387064 | LC-MS system SB-150 | Microbiology lab, L3 | In-house | CC3204 - Microbiology | 5.6 | 9 | 0.6222 | 2 | 0 | Supported | 1 | 3.4 | 219290 | 2 | 1 | 1.55 | Low
AR732875 | Karl Fischer titrator TR-500 | Analytical lab, L0 | Larkspur Instruments | CC3105 - Analytical Chemistry | 22.3 | 10 | 2.23 | 2 | 0 | End of sale | 2 | -12.3 | 18030 | 5 | 1 | 2.5 | Medium
AR132284 | Analytical balance NE-200 | Site lab, L3 | Orrin Calibration | CC3290 - Site Services | 7.4 | 12 | 0.6167 | 2 | 0 | Supported | 1 | 4.6 | 7400 | 2 | 1 | 1.55 | Low
AR690209 | PH meter OK-740 | Metabolism lab, L0 | In-house | CC3276 - Metabolism and Residues | 3.1 | 8 | 0.3875 | 3 | 1 | Supported | 1 | 4.9 | 960 | 1 | 2 | 1.85 | Low
AR736995 | Laboratory refrigerator OK-640 | Site lab, L1 | Tamsin & Vale | CC3290 - Site Services | 12.8 | 12 | 1.0667 | 3 | 2 | Supported | 1 | -0.8 | 3280 | 4 | 3 | 2.85 | Medium
AR577706 | UV-Vis spectrophotometer OK-420 | Bioassay lab, L0 | In-house | CC3120 - Bioassay Services | 14.7 | 12 | 1.225 | 4 | 1 | End of sale | 2 | -2.7 | 14990 | 4 | 2 | 3.1 | Medium
AR750234 | Rotary evaporator OK-780 | Process lab, L1 | Larkspur Instruments | CC3160 - Process Development | 6.3 | 10 | 0.63 | 1 | 0 | Supported | 1 | 3.7 | 3920 | 2 | 1 | 1.25 | Low
AR850477 | Water purification system SB-650 | Microbiology lab, L3 | Halcyon Field | CC3204 - Microbiology | 4.1 | 10 | 0.41 | 2 | 0 | End of sale | 2 | 5.9 | 23510 | 1 | 1 | 1.5 | Low
AR684458 | Inverted microscope NE-650 | Bioassay lab, L1 | In-house | CC3120 - Bioassay Services | 6.1 | 15 | 0.4067 | 3 | 1 | Supported | 1 | 8.9 | 21650 | 1 | 2 | 1.85 | Low
AR418472 | UHPLC system TR-920 | Analytical lab, L2 | Tamsin & Vale | CC3105 - Analytical Chemistry | 13.4 | 10 | 1.34 | 2 | 0 | End of support announced | 4 | -3.4 | 39610 | 5 | 1 | 2.9 | Medium
AR736935 | Gas chromatograph ZK-280 | Metabolism lab, L0 | Tamsin & Vale | CC3276 - Metabolism and Residues | 14.5 | 12 | 1.2083 | 2 | 1 | Supported | 1 | -2.5 | 42630 | 4 | 2 | 2.3 | Low
AR638597 | Dissolution tester HX-440 | Stability lab, L2 | In-house | CC3188 - Stability Testing | 1.9 | 12 | 0.1583 | 5 | 0 | End of sale | 2 | 10.1 | 57890 | 1 | 1 | 2.4 | Low
AR827694 | UHPLC system QV-380 | Bioassay lab, L2 | Brightmoor Labs | CC3120 - Bioassay Services | 0.9 | 10 | 0.09 | 3 | 0 | Limited parts availability | 3 | 9.1 | 56630 | 1 | 1 | 2 | Low
AR538692 | PH meter QV-200 | Discovery lab, L0 | In-house | CC3217 - Discovery Biology | 3.3 | 8 | 0.4125 | 2 | 0 | End of sale | 2 | 4.7 | 1530 | 1 | 1 | 1.5 | Low
AR955054 | Analytical balance TR-250 | Bioassay lab, L0 | In-house | CC3120 - Bioassay Services | 8.2 | 12 | 0.6833 | 2 | 0 | Supported | 1 | 3.8 | 5930 | 2 | 1 | 1.55 | Low
AR691998 | Analytical balance NE-810 | Formulation lab, L0 | In-house | CC3142 - Formulation Science | 4.6 | 12 | 0.3833 | 2 | 0 | Supported | 1 | 7.4 | 4210 | 1 | 1 | 1.3 | Low
AR434398 | PH meter ZK-400 | Site lab, L2 | Brightmoor Labs | CC3290 - Site Services | 6.3 | 8 | 0.7875 | 1 | 1 | Supported | 1 | 1.7 | 1330 | 3 | 2 | 1.75 | Low
AR593153 | Inverted microscope NE-810 | Site lab, L0 | Quillon Service | CC3290 - Site Services | 4.1 | 15 | 0.2733 | 2 | 0 | End of sale | 2 | 10.9 | 15900 | 1 | 1 | 1.5 | Low
AR156883 | Real-time PCR system HX-920 | Microbiology lab, L1 | Larkspur Instruments | CC3204 - Microbiology | 6.2 | 8 | 0.775 | 3 | 2 | End of sale | 2 | 1.8 | 29530 | 3 | 3 | 2.8 | Medium
AR259792 | HPLC system HX-240 | Analytical lab, L2 | Quillon Service | CC3105 - Analytical Chemistry | 10 | 10 | 1 | 3 | 1 | End of support announced | 4 | 0 | 27290 | 4 | 2 | 3.2 | Medium
AR534560 | Karl Fischer titrator SB-520 | Site lab, L3 | OEM contract | CC3290 - Site Services | 4.6 | 10 | 0.46 | 1 | 2 | Supported | 1 | 5.4 | 11820 | 1 | 3 | 1.5 | Low
AR379070 | Liquid handling workstation NE-820 | Bioassay lab, L1 | Larkspur Instruments | CC3120 - Bioassay Services | 3.9 | 10 | 0.39 | 3 | 0 | No longer supported | 5 | 6.1 | 47110 | 1 | 1 | 2.4 | Low
AR765010 | Tablet hardness tester HX-340 | Formulation lab, L0 | Halcyon Field | CC3142 - Formulation Science | 8.2 | 12 | 0.6833 | 2 | 0 | Supported | 1 | 3.8 | 11360 | 2 | 1 | 1.55 | Low
AR752972 | Liquid handling workstation QV-610 | Bioassay lab, L2 | Quillon Service | CC3120 - Bioassay Services | 14.2 | 10 | 1.42 | 5 | 1 | End of sale | 2 | -4.2 | 143250 | 5 | 2 | 3.65 | Medium
AR904032 | Analytical balance PD-200 | Stability lab, L3 | Larkspur Instruments | CC3188 - Stability Testing | 17 | 12 | 1.4167 | 2 | 0 | End of sale | 2 | -5 | 4020 | 5 | 1 | 2.5 | Medium
AR312298 | HPLC system QV-520 | Stability lab, L1 | Larkspur Instruments | CC3188 - Stability Testing | 2.2 | 10 | 0.22 | 2 | 1 | Supported | 1 | 7.8 | 47200 | 1 | 2 | 1.55 | Low
AR448482 | Tablet hardness tester PD-780 | Formulation lab, L3 | OEM contract | CC3142 - Formulation Science | 8.2 | 12 | 0.6833 | 3 | 2 | Supported | 1 | 3.8 | 9810 | 2 | 3 | 2.35 | Low
AR374916 | Karl Fischer titrator SB-300 | Analytical lab, L0 | Halcyon Field | CC3105 - Analytical Chemistry | 2 | 10 | 0.2 | 3 | 2 | Supported | 1 | 8 | 15000 | 1 | 3 | 2.1 | Low
AR783620 | UHPLC system SB-620 | Analytical lab, L3 | Larkspur Instruments | CC3105 - Analytical Chemistry | 7.8 | 10 | 0.78 | 4 | 0 | Limited parts availability | 3 | 2.2 | 57470 | 3 | 1 | 2.8 | Medium
AR744677 | Ultra-low temperature freezer QV-940 | Bioassay lab, L0 | Larkspur Instruments | CC3120 - Bioassay Services | 4.7 | 10 | 0.47 | 3 | 0 | Supported | 1 | 5.3 | 7880 | 1 | 1 | 1.6 | Low
AR335833 | Ultra-low temperature freezer TR-920 | Analytical lab, L1 | Quillon Service | CC3105 - Analytical Chemistry | 16 | 10 | 1.6 | 2 | 1 | Supported | 1 | -6 | 9050 | 5 | 2 | 2.55 | Medium
AR859353 | UV-Vis spectrophotometer HX-420 | Analytical lab, L1 | Brightmoor Labs | CC3105 - Analytical Chemistry | 10.1 | 12 | 0.8417 | 3 | 1 | Supported | 1 | 1.9 | 20530 | 3 | 2 | 2.35 | Low
AR200673 | HPLC system HX-240 | Discovery lab, L2 | Larkspur Instruments | CC3217 - Discovery Biology | 2.2 | 10 | 0.22 | 3 | 0 |  |  | 7.8 | 53770 | 1 | 1
AR965848 | HPLC system OK-110 | Analytical lab, L3 | Larkspur Instruments | CC3105 - Analytical Chemistry | 1.1 | 10 | 0.11 | 4 | 0 | Supported | 1 | 8.9 | 34390 | 1 | 1 | 1.9 | Low
AR184766 | Benchtop centrifuge LM-250 | Bioassay lab, L0 | In-house | CC3120 - Bioassay Services | 2 | 12 | 0.1667 | 2 | 0 | End of support announced | 4 | 10 | 7490 | 1 | 1 | 1.9 | Low
AR480972 | Biological safety cabinet SB-780 | Discovery lab, L0 | OEM contract | CC3217 - Discovery Biology | 8.8 | 15 | 0.5867 | 2 | 1 | Supported | 1 | 6.2 | 17700 | 2 | 2 | 1.8 | Low
AR869222 | Liquid handling workstation ZK-610 | Discovery lab, L1 | Quillon Service | CC3217 - Discovery Biology | 3.3 | 10 | 0.33 | 3 | 1 | Supported | 1 | 6.7 | 84870 | 1 | 2 | 1.85 | Low
AR962561 | Laboratory refrigerator QV-840 | Analytical lab, L0 | Brightmoor Labs | CC3105 - Analytical Chemistry | 3.4 | 12 | 0.2833 | 1 | 1 | Supported | 1 | 8.6 | 2210 | 1 | 2 | 1.25 | Low
AR605895 | Laboratory refrigerator TR-810 | Bioassay lab, L0 | In-house | CC3120 - Bioassay Services | 2.8 | 12 | 0.2333 | 3 | 0 | Supported | 1 | 9.2 | 2720 | 1 | 1 | 1.6 | Low
AR279174 | Water purification system SB-610 | Stability lab, L3 | Tamsin & Vale | CC3188 - Stability Testing | 14 | 10 | 1.4 | 3 | 1 | Supported | 1 | -4 | 16270 | 5 | 2 | 2.85 | Medium
AR292511 | HPLC system TR-150 | Analytical lab, L1 | OEM contract | CC3105 - Analytical Chemistry | 5.8 | 10 | 0.58 | 2 | 0 | End of support announced | 4 | 4.2 | 56040 | 2 | 1 | 2.15 | Low
AR334069 | Steam autoclave LM-410 | Microbiology lab, L2 | OEM contract | CC3204 - Microbiology | 8.6 | 15 | 0.5733 | 3 | 0 | Supported | 1 | 6.4 | 44930 | 2 | 1 | 1.85 | Low
AR825542 | UHPLC system ZK-150 | Metabolism lab, L0 | Tamsin & Vale | CC3276 - Metabolism and Residues | 11.4 | 10 | 1.14 | 3 | 0 | End of sale | 2 | -1.4 | 67630 | 4 | 1 | 2.55 | Medium
AR259975 | Karl Fischer titrator ZK-340 | QC lab, L3 | Quillon Service | CC3251 - QC Release | 5.9 | 10 | 0.59 | 5 | 0 | Supported | 1 | 4.1 | 8460 | 2 | 1 | 2.45 | Low
AR723651 | Laboratory refrigerator HX-110 | Discovery lab, L0 | Halcyon Field | CC3217 - Discovery Biology | 7.5 | 12 | 0.625 | 2 | 0 | Supported | 1 | 4.5 | 1870 | 2 | 1 | 1.55 | Low
AR712988 | FTIR spectrometer TR-880 | Analytical lab, L3 | Brightmoor Labs | CC3105 - Analytical Chemistry | 10.8 | 12 | 0.9 | 4 | 0 | End of support announced | 4 | 1.2 | 39210 | 3 | 1 | 3 | Medium
AR258545 | CO2 incubator TR-600 | Bioassay lab, L3 | Brightmoor Labs | CC3120 - Bioassay Services | 13.7 | 12 | 1.1417 | 4 | 0 | End of sale | 2 | -1.7 | 8770 | 4 | 1 | 2.85 | Medium
AR581334 | UV-Vis spectrophotometer VR-120 | Analytical lab, L1 | Orrin Calibration | CC3105 - Analytical Chemistry | 7.9 | 12 | 0.6583 | 2 | 1 | Supported | 1 | 4.1 | 24060 | 2 | 2 | 1.8 | Low
AR322393 | Laboratory refrigerator NE-340 | Stability lab, L1 | In-house | CC3188 - Stability Testing | 1.3 | 12 | 0.1083 | 2 | 0 | End of support announced | 4 | 10.7 | 1820 | 1 | 1 | 1.9 | Low
AR911329 | Analytical balance VR-880 | Process lab, L3 | In-house | CC3160 - Process Development | 14 | 12 | 1.1667 | 2 | 1 | Supported | 1 | -2 | 4930 | 4 | 2 | 2.3 | Low
AR704135 | Dissolution tester ZK-840 | Formulation lab, L0 | Larkspur Instruments | CC3142 - Formulation Science | 3.2 | 12 | 0.2667 | 2 | 1 | Supported | 1 | 8.8 | 48850 | 1 | 2 | 1.55 | Low
AR545112 | Dissolution tester VR-300 | Formulation lab, L2 | Tamsin & Vale | CC3142 - Formulation Science | 5.3 | 12 | 0.4417 | 2 | 0 | Supported | 1 | 6.7 | 41180 | 1 | 1 | 1.3 | Low
AR208235 | Jacketed reactor system TR-520 | Pilot lab, L1 | Quillon Service | CC3233 - Pilot Plant | 9.9 | 15 | 0.66 | 3 | 0 | Limited parts availability | 3 | 5.1 | 133010 | 2 | 1 | 2.25 | Low
AR870297 | Dissolution tester ZK-440 | Metabolism lab, L3 | OEM contract | CC3276 - Metabolism and Residues | 6 | 12 | 0.5 | 3 | 0 | Supported | 1 | 6 | 45190 | 2 | 1 | 1.85 | Low
AR130740 | HPLC system NE-220 | QC lab, L3 | Halcyon Field | CC3251 - QC Release | 11 | 10 | 1.1 | 3 | 1 | End of sale | 2 | -1 | 45030 | 4 | 2 | 2.8 | Medium
AR499800 | Laboratory refrigerator OK-610 | Microbiology lab, L2 | In-house | CC3204 - Microbiology | 2.5 | 12 | 0.2083 | 2 | 0 | End of sale | 2 | 9.5 | 3160 | 1 | 1 | 1.5 | Low
AR230133 | Laboratory refrigerator HX-680 | Site lab, L0 | Quillon Service | CC3290 - Site Services | 6.8 | 12 | 0.5667 | 2 | 1 | Supported | 1 | 5.2 | 3250 | 2 | 2 | 1.8 | Low
AR582755 | Tablet hardness tester TR-410 | Metabolism lab, L0 | OEM contract | CC3276 - Metabolism and Residues | 8.7 | 12 | 0.725 | 1 | 0 | End of support announced | 4 | 3.3 | 9940 | 2 | 1 | 1.85 | Low
AR114874 | Biological safety cabinet ZK-120 | Microbiology lab, L3 | OEM contract | CC3204 - Microbiology | 10.1 | 15 | 0.6733 | 3 | 0 | Supported | 1 | 4.9 | 11890 | 2 | 1 | 1.85 | Low
AR882284 | HPLC system QV-600 | Analytical lab, L2 | Orrin Calibration | CC3105 - Analytical Chemistry | 1.1 | 10 | 0.11 | 3 | 0 | No longer supported | 5 | 8.9 | 33550 | 1 | 1 | 2.4 | Low
AR945430 | Analytical balance NE-340 | Microbiology lab, L1 | Tamsin & Vale | CC3204 - Microbiology | 1.7 | 12 | 0.1417 | 2 | 0 | Supported | 1 | 10.3 | 2910 | 1 | 1 | 1.3 | Low
AR882222 | UV-Vis spectrophotometer ZK-410 | Bioassay lab, L2 | Brightmoor Labs | CC3120 - Bioassay Services | 6.1 | 12 | 0.5083 | 3 | 1 | Supported | 1 | 5.9 | 17900 | 2 | 2 | 2.1 | Low
AR488184 | HPLC system PD-150 | Stability lab, L2 | Orrin Calibration | CC3188 - Stability Testing | 5.3 | 10 | 0.53 | 2 | 0 | Supported | 1 | 4.7 | 30080 | 2 | 1 | 1.55 | Low
AR775993 | PH meter TR-810 | Discovery lab, L1 | Larkspur Instruments | CC3217 - Discovery Biology | 2.1 | 8 | 0.2625 | 2 | 1 | Supported | 1 | 5.9 | 790 | 1 | 2 | 1.55 | Low
AR411693 | UHPLC system NE-400 | Metabolism lab, L2 | Quillon Service | CC3276 - Metabolism and Residues | 8.7 | 10 | 0.87 | 3 | 1 |  |  | 1.3 | 54250 | 3 | 2
AR303422 | Analytical balance SB-340 | Discovery lab, L0 | Orrin Calibration | CC3217 - Discovery Biology | 4.8 | 12 | 0.4 | 3 | 1 | End of support announced | 4 | 7.2 | 5270 | 1 | 2 | 2.45 | Low
AR746651 | Laboratory refrigerator OK-440 | Process lab, L0 | In-house | CC3160 - Process Development | 12.7 | 12 | 1.0583 | 3 | 1 | Supported | 1 | -0.7 | 3310 | 4 | 2 | 2.6 | Medium
AR832357 | PH meter TR-110 | QC lab, L2 | Quillon Service | CC3251 - QC Release | 10.5 | 8 | 1.3125 | 2 | 2 | Supported | 1 | -2.5 | 920 | 5 | 3 | 2.8 | Medium
AR757558 | HPLC system QV-200 | QC lab, L1 | Quillon Service | CC3251 - QC Release | 4.8 | 10 | 0.48 | 4 | 0 | Supported | 1 | 5.2 | 50080 | 1 | 1 | 1.9 | Low
AR606610 | UHPLC system OK-380 | Discovery lab, L3 | OEM contract | CC3217 - Discovery Biology | 4.2 | 10 | 0.42 | 3 | 0 | Supported | 1 | 5.8 | 60060 | 1 | 1 | 1.6 | Low
AR309587 | HPLC system TR-600 | Analytical lab, L1 | Halcyon Field | CC3105 - Analytical Chemistry | 12.9 | 10 | 1.29 | 3 | 0 | End of sale | 2 | -2.9 | 40120 | 5 | 1 | 2.8 | Medium
AR608161 | GC-MS system PD-600 | Analytical lab, L2 | Tamsin & Vale | CC3105 - Analytical Chemistry | 7.1 | 10 | 0.71 | 3 | 0 | End of support announced | 4 | 2.9 | 162350 | 2 | 1 | 2.45 | Low
AR998964 | Dissolution tester NE-340 | Stability lab, L2 | Orrin Calibration | CC3188 - Stability Testing | 5.4 | 12 | 0.45 | 2 | 0 | Supported | 1 | 6.6 | 36710 | 1 | 1 | 1.3 | Low
AR220971 | Rotary evaporator ZK-420 | Formulation lab, L2 | In-house | CC3142 - Formulation Science | 5.5 | 10 | 0.55 | 3 | 2 | End of sale | 2 | 4.5 | 7190 | 2 | 3 | 2.55 | Medium
AR295179 | Analytical balance NE-210 | Discovery lab, L2 | In-house | CC3217 - Discovery Biology | 23.5 | 12 | 1.9583 | 3 | 1 | Supported | 1 | -11.5 | 3090 | 5 | 2 | 2.85 | Medium
AR338274 | Analytical balance PD-510 | Site lab, L2 | Larkspur Instruments | CC3290 - Site Services | 20.2 | 12 | 1.6833 | 3 | 0 |  |  | -8.2 | 3930 | 5 | 1
AR238648 | LC-MS system OK-320 | Metabolism lab, L0 | Quillon Service | CC3276 - Metabolism and Residues | 1.8 | 9 | 0.2 | 4 | 0 | Supported | 1 | 7.2 | 139750 | 1 | 1 | 1.9 | Low
AR487501 | Laboratory refrigerator SB-780 | Stability lab, L2 | In-house | CC3188 - Stability Testing | 8.1 | 12 | 0.675 | 3 | 0 | Supported | 1 | 3.9 | 3040 | 2 | 1 | 1.85 | Low
AR520937 | HPLC system QV-580 | Formulation lab, L3 | Orrin Calibration | CC3142 - Formulation Science | 2.2 | 10 | 0.22 | 3 | 0 | End of sale | 2 | 7.8 | 41340 | 1 | 1 | 1.8 | Low
AR963156 | PH meter PD-450 | Stability lab, L2 | In-house | CC3188 - Stability Testing | 3.7 | 8 | 0.4625 | 1 | 0 | End of support announced | 4 | 4.3 | 1000 | 1 | 1 | 1.6 | Low
AR644450 | PH meter VR-110 | Metabolism lab, L1 | Larkspur Instruments | CC3276 - Metabolism and Residues | 1.3 | 8 | 0.1625 | 2 | 0 | Limited parts availability | 3 | 6.7 | 890 | 1 | 1 | 1.7 | Low
AR923459 | Analytical balance VR-150 | Process lab, L0 | In-house | CC3160 - Process Development | 1.8 | 12 | 0.15 | 2 | 0 | Supported | 1 | 10.2 | 3330 | 1 | 1 | 1.3 | Low
AR853914 | Gas chromatograph HX-420 | Analytical lab, L0 | Larkspur Instruments | CC3105 - Analytical Chemistry | 4.5 | 12 | 0.375 | 2 | 0 | Supported | 1 | 7.5 | 49310 | 1 | 1 | 1.3 | Low
AR322567 | Inverted microscope NE-310 | Discovery lab, L3 | Larkspur Instruments | CC3217 - Discovery Biology | 7.4 | 15 | 0.4933 | 3 | 0 | Supported | 1 | 7.6 | 30750 | 1 | 1 | 1.6 | Low
AR426554 | Analytical balance QV-410 | Bioassay lab, L0 | In-house | CC3120 - Bioassay Services | 1.4 | 12 | 0.1167 | 3 | 0 | End of sale | 2 | 10.6 | 4130 | 1 | 1 | 1.8 | Low

## Methodology
Asset risk methodology (synthetic demo)
1. Overview
Every asset in the register is scored on four components, each on a common 1 to 5 scale, and the weighted sum gives an overall risk score.
The overall score sets a High, Medium or Low rating, which drives the recommended replacement action and the budget year.
2. Weighting
Component | Weight | What it captures
Business criticality | 0.3 | Impact on testing, release or safety if the asset is unavailable
Age vs expected life | 0.25 | How much of its expected working life the asset has used
Breakdown history | 0.25 | Unplanned breakdowns recorded in the last 12 months
Obsolescence | 0.2 | Manufacturer support status: parts, service and software
Criticality carries the largest weight because the cost of losing a business-critical asset outweighs its age or repair history; the other three components describe how likely that loss is.
3. Scales
Age: under 50% of life scores 1, up to 75% scores 2, up to 100% scores 3, up to 125% scores 4, beyond that 5.
Breakdowns in 12 months: none 1, one 2, two 3, three or four 4, five or more 5.
4. Ratings
High 4.0 and above; Medium 2.5 to 3.99; Low below 2.5.
5. Assumptions
• All data in this workbook is invented for a public demonstration; no asset, supplier, cost centre or budget is real.
• Replacement budgets are like-for-like estimates in GBP and exclude installation and qualification.
• Expected lifetimes are typical figures for the equipment class, not manufacturer commitments.
• Blank obsolescence means no recorded support concern and is scored 1.
The methodology is designed to be reviewed with budget holders each year; weights and thresholds sit in one configuration block so any change is visible and repeatable.